## Enable Macros
Although CROSS is very easy to learn and operate, your Excel setting may not yet permit CROSS to function properly.
Excel may have already alerted you that CROSS contains what are known as macros—the programs that actually run the simulations. If you’ve not done so already, you may need to change these preferences using one of the methods below if you wish to run CROSS.
If you fail to enable macros, you can navigate the CROSS interface, but CROSS simulations will not run. You will get a warning that the macros are not enabled. You must then enable the macros according to one of the simple procedures below.
If operating CROSS on a network, your administrator may have disabled your ability to change these macro security settings. They may need to be contacted if you wish to run CROSS.
CROSS
Enabling Macros
If you receive the warning above when opening CROSS… Click “Enable Macros” and start using CROSS.
If you’ve already closed this dialogue box or clicked “Disable Macros”…
1) Close and reopen CROSS.
2) Select “Enable Macros” when the warning reappears.
Start using CROSS.
If you receive this warning when starting CROSS, or received no warning and would like to enable CROSS macros...
1) Locate the “Tools” menu.
2) Select “Macros”, then select “Security”.
3) Select either “medium” or “low” to enable CROSS macros.
4) You will need to close and reopen the CROSS file for these settings to take effect.
Start using CROSS.
EXCEL 2003
EXCEL 2007
If you receive this warning when opening CROSS...
1) Click “Options…”.
2) Click “Enable this content”, then “OK”.
Start using CROSS.
If you’ve already closed this alert…
1) Close and reopen CROSS.
2) Upon reopening, enable the macros as described above.
Start using CROSS.
If you receive this warning when opening CROSS, or receive no warning and would like to enable CROSS macros...
1) Left-click the circular “Office Button” in the upper left corner of the Excel window, then select “Excel Options” at the very bottom of the pop-up window.
2) Select "Trust Center" from the menu on the left, then “Excel Trust Settings” from the options on the right.
3) Select “Macros” on the left, then “Enable all content on the right.”
4) You will now need to close and reopen CROSS for the new preferences to take effect.
Start using CROSS
Home

## Home
Every drop of Colorado River water is already allocated, yet development continues as if there is more.
Reservoir levels are falling and climate change concerns are on the rise.
There’s talk of shortages, and some proposed responses, but do they adequately reflect the real risks that may lie ahead?
CROSS gives you the tools to evaluate for yourself if the Colorado River can continue to provide all that we ask of it.
Getting Started
Advanced Users
Resources
Will there be enough water?
You decide!
Single Trace Simulations
Colorado River
Open Source Simulator
CROSS
ISM Simulations
The Colorado River Open Source Simulator is being developed by a team of scientists and other experts with an intimate knowledge of the river’s behavior, and the policies and projects that attempt to manage it. The team is led by Niklas Christensen, one of the leading researchers simulating climate change impacts on Colorado River flows. CROSS is sponsored by Living Rivers of Moab UT, and made available through onthecolorado.org. This open source program is available to all who wish to use it. Where appropriate, please credit CROSS when its output is presented to the public. This is release 1.0. For further information, visit onthecolorado.org or send an email to cross@onthecolorado.org.
Click here to learn how
I M P O R T A N T
Make sure to enable the CROSS Macros

## Getting Started
CROSS is quite easy to learn and operate. If you’ve made it this far you should have the tools to be running simulations in no time. No additional experience with Microsoft Excel, understanding simulation techniques, or Colorado River management strategies are necessary. Everything you need is right here.
If you already have some familiarity with Colorado River management practices, you can go to the Tutorial and be running simulations in moments. If not, you might wish take a few minutes to familiarize yourself with the Key Terms.
For those who wish to understand a bit more of how CROSS and the Colorado system work, a discussion of the Methodology driving CROSS calculations is provided.
Since CROSS was designed as a simple, accessible and free alternative to the more sophisticated modeling software used by the Bureau of Reclamation for Colorado River forecasting, a comparison of CROSS to Reclamation’s model is also provided. This includes a Validation discussion of CROSS results relative to those generated by Reclamation’s model.
If you possess a keener interest in the inter-workings of CROSS, or a desire to make modifications or additions to suit specific needs, the Advanced User sheet opens full access to CROSS. A working knowledge of Microsoft Excel is necessary however, due to the more limited user interface.
Getting Started
CROSS
Introduction
Key Terms
Tutorial
Methodology
Validation
Advanced Users
Single Trace Simulations
ISM Simulations
Resources

## Introduction
The Colorado River is the lifeblood of a $1.2 trillion economy spanning seven western states, including the major metropolitan areas of Los Angeles, San Diego, Denver, Phoenix, Las Vegas, Salt Lake City and Albuquerque. Thirty million people receive water from the Colorado every day, but few are aware it has reached its limit.
As the National Research Council and others have recently stressed, growing demand for the Colorado River’s limited water supply is now, for the first time, forcing inevitable shortages. The current drought has helped to bring these concerns to the forefront. From 2000-2006 the Colorado River had the lowest flows in the 112-year period of record since streamflow gages have been installed—80 percent of what water users are currently removing from the river each year. This imbalance caused the basin’s reservoirs to decline from nearly full in 1999, to just 40 percent in 2005.
The seven Colorado River basin states responded in 2006 by drafting their first-ever strategy for modifying water deliveries when shortages occur. This plan, slated for approval by the Department of Interior in December 2007, is scheduled to take effect in 2008.
Such forward planning is to be applauded. However, the states and federal government are employing a set of assumptions that understate the real risk of shortage. Future Colorado River flows are assumed to mimic those of the last century, which are now known to be among the wettest in the past 1,200 years. Some scientists warn that this assumption may over-estimate the average streamflow by as much as 20 percent. Furthermore, no allowances are made for the impacts of global warming, which studies predict will further reduce flows by10 to 40 percent during this century.
These omissions leave water users unprepared for the range of potential shortages. Critical habitat, like the Colorado River corridor through Grand Canyon National Park or the Colorado River delta, are similarly left exposed to adverse impacts without mitigation plans.
The Colorado River Open Source Simulator (CROSS) has been developed to help the public better understand the risks of Colorado River water shortages. This Microsoft Excel™-based model employs similar methodologies, inputs, and operational assumptions used by Reclamation in evaluating proposed shortage strategies, but utilizes a more simplified and accessible method for understanding the challenges ahead for Colorado River water users.
The combination of limited Colorado River water supplies, rapidly increasing populations and water demands, warmer regional temperatures, and the specter of recurrent drought point to a future in which the potential for conflict among existing and prospective new users will prove endemic.
National Research Council
February, 2007
Here we show that there is a broad consensus amongst climate models that this region will dry significantly in the 21st Century and that the transition to a more arid climate should already be underway. If these models are correct, the levels of aridity of the recent multiyear drought, or the Dust Bowl and 1950s droughts will, within the coming years to decades, become the new climatology of the American Southwest.
The Lamont Doherty Earth Observatory of Columbia University, Science, May 23, 2007
There is at least one bright spot on the river. For the last two years Reclamation has been working on an Environmental Impact Statement on how to share shortages … However, given climate change projections, I fear that this agreement will not be enough and the states will soon have to deal again with the delicate issue of not enough water for too many people.
National Oceanographic and Atmospheric Administration
Western Water Assessment
Senate testimony, June 6, 2007
Back to Top
Getting Started
CROSS
Introduction
Key Terms
Tutorial
Methodology
Validation
Advanced Users
Single Trace Simulations
ISM Simulations
Resources

## Key Terms
While CROSS is simple to operate, it’s important to familiarize oneself with some key terminology pertinent to the Colorado River.
Bureau of Reclamation (Reclamation) — This agency was formed in 1902 under the Department of the Interior as a division of the US Geological Survey called Reclamation Service. In 1923 the name was changed to reflect its new status as an independent agency. Reclamation is the federal agency that has been responsible for developing and managing water resources in 17 western states. They are responsible for building and overseeing the management of the Colorado River’s water storage and delivery infrastructure, including Lake Powell and Lake Mead. The Army Corps of Engineers and the Bureau of Indian Affairs are the other federal agencies involved with the regulation of the Colorado River, but to a much lesser extent.
Acre-Foot — Water managers in the United States generally measure water volume in acre-foot units. One acre-foot equals one acre covered one foot deep—roughly the size of a football field, including the end zones. One acre-foot is equivalent to 325,851 gallons, enough water for a family of four for one year. All CROSS water volumes are reported in million acre-feet (maf). When you read a figure like 15 maf, (the average recorded flow of the Colorado from 1896-2006) that’s 15,000,000 acre-feet.
Upper and Lower Basin — An agreement reached in 1922, known as the Colorado River Compact, divided the waters of the Colorado River into two basins. The Upper Basin includes the states of Colorado, Wyoming, Utah and New Mexico, and the Lower Basin: California, Nevada and Arizona. The Compact allotted 7.5 maf of water to each basin.
Lees Ferry — Lees Ferry, Arizona, is the dividing line on the Colorado River between the Upper Basin and Lower Basin. Lees Ferry is located 15 miles below Glen Canyon Dam and Lake Powell, and where the Colorado River enters Grand Canyon National Park.
Colorado River Compact Requirement — The Colorado River Compact (and other legal components known collectively as the “Law of the River”) requires the Upper Basin states to deliver, at Lees Ferry, the Lower Basin’s allocation of 7.5 maf annually—deliveries must equal or exceed 75 maf over any ten-year period. In 1970 this requirement was increased to 8.25 maf per year (82.5 maf over any ten-year period) to accommodate the Upper Basin’s share (.75maf) of the 1.5 maf annually that was then, and still is, allocated to Mexico. This annual delivery of 8.25 maf is derived from two sources: The flow of the Paria River near Lees Ferry, which provides an average annual flow of 20,000 acre-feet, and releases from Lake Powell averaging a minimum of 8.23 maf annually.
Consumption — The Upper Basin states currently consume approximately 4.9 maf per year of their 7.5 maf allocation from the Colorado River Compact. The Upper Basin forecasts that even though they are entitled to consume 7.5 maf annually, the Colorado River provides insufficient water for these states to use more than 6.0 maf per year (including reservoir evaporation), which they plan to achieve by 2060. The Lower Basin has for some time used its entire 7.5 maf allotment, and sometimes more when available as allowed by the terms of the Compact.
Annual Flow — Estimates and analysis of Colorado River flows often use the Lees Ferry stream gage location as the principle reference point. When one hears or reads that the annual flow of the Colorado is/was 15.0 maf or 13.2 maf, etc., this generally refers to how much water would have passed by the Lees Ferry river gage assuming no dams, diversions or human consumption of any kind occurred upstream. Such flows (estimates) are often referred to as naturalized, unregulated or virgin flows, in contrast to the actual flow volumes recorded by the Lees Ferry gage.
Tributary Inflows Below Lees Ferry — Additional water flows into the Colorado River from tributaries downstream of Lees Ferry but, as much of this extra water is now either diverted and/or lost to evaporation before the Colorado River passes into Mexico, the Lees Ferry estimates alone give a useful representation of the total water now available through the main stem of the Colorado River system. These tributary inflows do affect reservoir elevations and dam operations, however, and must be factored into simulations.
Lake Powell and Lake Mead — There are over 40 major reservoirs on the Colorado River and its tributaries. The two largest, Lake Powell and Lake Mead, provide 85 percent of the Colorado River system’s storage capacity. Combined, these two reservoirs can store approximately 3 ½ years of the annual flow of the Colorado River. Their size and relative contribution to the system’s overall storage enable these two reservoirs alone to be used for long-term surplus and shortage simulations. Lake Powell’s primary purpose is to store surplus flows to help regulate the Upper Basin’s annual delivery requirement of 8.25 maf of water to the Lower Basin. Lake Mead stores the water released from Lake Powell and regulates water deliveries as requested by the Lower Basin states’ water users. Typically, annual water releases from Lake Mead are 9.7 maf, which is 1.45 maf greater than the required delivery of 8.25 maf received from the Upper Basin. Lower Basin water users generally assume that sufficient high flows will occur over time that require the Upper Basin to release more than their minimum requirements but, for the past eight years, this has not occurred.
Water Levels — Lake Powell and Lake Mead reservoir elevations are measured relative to mean sea level (msl). For example, when Lake Powell’s level is reported at 3,700 ft msl, Lake Powell is full. When Lake Powell’s elevation is at 3,370 ft msl, Lake Powell is at the lowest point from which water can still be released through Glen Canyon Dam. When Lake Mead is at elevation 1,220 ft msl it is full, and at elevation 895 ft msl it is at its lowest point from where water can be released from Hoover Dam.
Water Storage — The amount of water stored in reservoirs is determined by reading the reservoir’s elevation, then a corresponding chart that shows the water volume relative to a given elevation. A reservoir’s total storage volume does not necessarily mean that all that water is available for use. Most dams typically have their lowest water intake above the lowest point in the reservoir. The amount of water that resides between the lowest release point and the bottom of the reservoir is known as dead storage or dead pool, because there is no way to release this water. The amount of water that is stored above the lowest release point and the top of the dam is active storage.
Basin States' Plan — In 2005, at the request of the Secretary of Interior, the Colorado River Basin States began developing a plan for managing Lake Powell and Lake Mead during periods of water shortages. This plan allows releases from Glen Canyon Dam to be as low as 7.0 maf and not be in violation of the Colorado River Compact. The plan also requires releases from Hoover Dam, under certain situations, to be reduced by 400,000 to 600,000 af. This new plan will go into effect at the beginning of 2008 and last through 2026. The simulations run by CROSS use the operational assumptions contained in the Basin States' Plan, but not its yet fully defined conservation proposals.
Evaporation — Because much of the Colorado River flows through the arid southwest, evaporation is a critical factor that must be addressed in managing water deliveries. Approximately 1.3 maf of water is lost to evaporation annually off Lake Powell and Lake Mead. An additional 1.0 maf evaporates from the Colorado River between Lake Mead and the Mexico border.
Persistence — Variations in a river’s annual flow are not entirely random. As the flow records graphed above illustrate, there are multi-year periods when Colorado River flows have been well above or well below the average annual flow. These ups and downs over extended periods of time are referred to as “persistence”. This persistence is illustrated in the drought the region is now experiencing, and the high flows in the early and late 1980s that nearly over-topped Glen Canyon Dam. Hydrologic modelers attempt to account for this persistence by replicating historical flow patterns in their simulations. CROSS uses the 111 years of flow records from 1896-2006 to simulate the 111-year period from 2008 to 2118.
Single Trace Simulations — Take a look at Table 1 to the right. Table 1A reproduces a portion of the historical record of the Colorado River’s average annual flow at Lees Ferry. The subsequent tables show how these historical flows are applied to various simulation scenarios to mimic the persistence we described above.
For example, as Table 1B illustrates, we can start a simulation in 2008 using the 1896 flow record and finish in 2118 with the 2006 flow record, filling in the intermediate years accordingly to replicate the full 111-year observed record. Alternatively, as Tables 1C, ID & 1E illustrate, we can run different scenarios by beginning our simulations with flows from any year in the historical record, looping back to 1896 as necessary. Each of these scenarios is referred to as a “trace”, and such modeling is referred to as a single trace simulation.
ISM Simulations — Since it’s unlikely that nature will replicate exactly any of the scenarios above, it’s important to have a mechanism to understand what the full range of outcomes might be. This can be accomplished by running all 111 possible traces/scenarios, then reporting back a single set of statistics based on the results from all the traces. This is known as the Index Sequential Method or ISM. This is the method used by Reclamation in its Colorado River storage forecasting, and also used by CROSS.
Colorado River Watershed
Hoover Dam, completed by Reclamation in 1934, across the Colorado River at the Arizona-Nevada border, is the cornerstone of what has become the most modeled, regulated river systems in the world.
Lake Powell and Lake Mead are the largest reservoirs in the United States. Since 2000 their storage has declined from near full, to less than 50% in mid 2007.
Getting Started
CROSS
Introduction
Key Terms
Tutorial
Methodology
Validation
Advanced Users
Single Trace Simulations
ISM Simulations
Resources
Back to Top

## Methodology
Step 1: Set Initial Water Storage
The simulation must first assign a beginning water storage balance. CROSS uses Reclamation’s forecasts for Lake Powell and Lake Mead reservoir elevations for the end of December 2007, as 2008 is the first year of the simulation period. These reservoir elevation estimates are available on-line from Reclamation’s 24-Month Reports, updated every month.
Step 2: Simulate Inflows from the Upper Basin into Lake Powell
Similar to Reclamation’s modeling, annual Lees Ferry streamflow records are used to provide baseline data to simulate future flow variability. CROSS uses the record from 1896 – 2006.
These 111 years of flows are used to generate a 111-year simulation period. Each year of the flow record is assigned to one year of the simulation period. For example, year one of the simulation is assigned 1896 flows, year 2 1897 flows, and so on until the simulation completes with year 111 assigned 2006 flows.
The user can choose to assign flows from any one of the 111 years to start the simulation. For example, year one could be assigned 1950 flows, year 2 1951 flows and so on, finishing with year 111 assigned 1949 flows. Each of these scenarios is referred to as one trace, with 111 possible traces that can be generated. Simulations of this type are referred to as the Single Trace method.
Alternatively, the user can instruct CROSS to run all 111 traces at one time, a practice known as the Index Sequential Method (ISM).
CROSS can adjust the magnitude of these flow inputs up or down to reflect user assumptions of the Colorado River’s future average annual flow, and/or the potential impacts of climate change. Consistent with Reclamation’s forecasting, the CROSS default settings assume an average annual flow during the simulation of 15.0 maf per year, with no adjustments made for climate change.
Step 3: Deduct Upper Basin Water Consumption
Similar to Reclamation, CROSS uses the 2008–2060 forecast of the Upper Colorado River Commission to simulate Upper Basin consumption. Consumption after 2060, and through the remainder of the 111-year simulation period, is held at the 2060 forecast volume of 5.43 maf/yr. During extremely low flow years, CROSS adjusts consumption levels to reflect the lack of water available to some locations. Should the user wish to incorporate assumptions for Upper Basin conservation, CROSS reduces Upper Basin consumption accordingly. Lastly, CROSS checks to make sure there will be sufficient water in Lake Powell for the Upper Basin to consume the forecasted amount of water and still meet its Colorado River Compact requirements of delivering water to the Lower Basin. If after 2026 (the end of the interim period for the Basin Staes Plan) insufficient water is available for the Upper Basin to meet its own needs and fulfill its Compact requirement, Upper Basin consumption is reduced accordingly.
Step 4: Calculate inflows into Lake Powell
Deducting the Upper Basin consumption from Step 3 and from the projected inflow calculation from Step 2 yields the net-inflow into Lake Powell reservoir.
Step 5: Calculate Evaporation losses from Lake Powell
CROSS uses an annual evaporation coefficient provided by Reclamation, 47.5 inches per year. This coefficient is multiplied by the surface area of the reservoir at end of each year to obtain the amount of water lost to evaporation. CROSS will increase this amount according if the user inputs an evaporation rate adjustment factor for climate change.
Step 6: Calculate Releases From Glen Canyon Dam
There are a number of laws and associated operating rules that determine the volume of water to be released from Lake Powell through Glen Canyon Dam. Most of these rules are a function of not only Lake Powell's elevation, but Lake Mead's as well. The principal operating rules include:
a) Fulfill the Upper Basin’s Colorado River Compact obligation to deliver on average 8.25 maf/yr to the Lower Basin.
b) Release sufficient water to protect Glen Canyon Dam from over-topping.
c) During certain high flow years, deliver additional water beyond the 8.25 maf/ yr minimum to help equalize Lake Powell’s water volume with Lake Mead’s downstream.
New operating rules for Glen Canyon Dam that take effect in 2008 will allow releases as low as 7.0 maf under certain "shortage" situations without placing the Upper Basin in jeopardy of violating the Colorado River Compact.
At this step CROSS also calculates the amount of hydroelectric power generated by this volume of water released through Glen Canyon Dam’s powerplant.
Step 7: Calculate New Lake Powell Storage Volume
CROSS obtains this result by:
a) Retrieving Lake Powell’s initial water volume from Step 1.
b) Adding the net-inflows into Lake Powell from Step 4.
c) Deducting Lake Powell evaporation from Step 5.
d) Deducting Glen Canyon Dam releases from Step 6.
This updated volume will be used in Step 1 for each subsequent year of the simulation.
Step 8: Add inflows between Lees Ferry and Hoover Dam.
In addition to the releases from Glen Canyon Dam, there are several tributary streams below the dam that contribute to the amount of water flowing into Lake Mead. The principal ones are the Paria River, the Little Colorado River and the Virgin River. CROSS uses historic values which collectively average .86 maf per year. Similar to Step 2, CROSS will adjust this inflow in accordance with user inputs for average annual streamflow and climate change.
Step 9: Deduct Southern Nevada Water Authority Withdrawals
The Southern Nevada Water Authority withdraws its water directly from Lake Mead. Consistent with Reclamation’s modeling, these withdrawals are forecasted to be approximately .27 maf in 2008, increasing to .28 maf in 2026 and .29 maf in 2060 and thereafter. These depletions may also be increased during certain surplus flow conditions. Similar to Step 3, CROSS will adjust these depletions to reflect Lower Basin conservation assumptions set by the user.
Step 10: Calculate Lake Mead Evaporation
CROSS uses an annual evaporation coefficient provided by Reclamation, 60 inches per year. This coefficient is multiplied by the surface area of the reservoir at the end of each year to obtain the amount of water lost to evaporation. CROSS will increase this amount according if the user inputs an evaporation rate adjustment factor for climate change.Step 10: Calculate Hoover Dam Releases
Step 11: Calculate Hoover Dam Releases
The result is obtained by evaluting four principal factors:
a) Meeting the demand from Lower Basin water users: Arizona (2.8 maf), California (4.4 maf), Nevada (.3 maf minus SNWA withdraws) and Mexico (1.5 maf). These releases may be increased during certain surplus flow conditions, as well as adjusted to reflect any Lower Basin conservation assumptions set by the user.
b) Sufficient water to overcome net downstream losses due to evaporation and system administration. CROSS sets this figure at .8 maf per year. CROSS will increase this amount according to user inputs for climate change evaporation adjustments.
c) Maintaining sufficient storage capacity for flood control protection.
d) Determining if shortage conditions exist that may necessitate reduction in releases.
At this step CROSS also calculates the amount of hydroelectric power generated by this volume of water released through Hoover Dam’s power plant.
Step 12: Update New Lake Mead Storage Volume
CROSS obtains this result by:
a) Retrieving Lake Mead’s initial water volume from Step 1.
b) Adding tributary Inflows from Step 8.
c) Deducting SNWA withdraws Step 9.
d) Deducting Lake Mead evaporation from Step 10.
e) Deducting Hoover Dam releases from Step 11.
This updaed volume is used in Step 1 for each subsequent year of the simulation.
Step 13: Store Results
CROSS will store the results for each simulated year. In addition to recording reservoir levels and volumes, CROSS will determine if any water delivery shortages or surpluses occurred, as well as hydropower generation.
Step 14: Repeat for Next Simulation Year
CROSS must cycle through this process 110 more times, one cycle for each year in the historical flow record. Alternatively, if the user selected the Indexed Sequential Method, this 111-year simulation process would then be repeated 110 more times, cycling through the above process a total of 12,321 times. Results are then stored for each 111-year simulation allowing statistical analysis of the combined output for all 111 possible scenarios obtainable from the historic record.
Step 15: Report Final Results
Like balancing a bank account, CROSS tallies the annual volume of water forecasted to flow into the Colorado River system, deducts the water forecasted for diversions and lost to evaporation, then reports the difference as the annual change in the volume of water remaining in the Colorado River’s two principle storage reservoirs, Lake Powell and Lake Mead.
This process is repeated for each year of the simulation period. Graphs illustrate the yearly fluctuations in water storage that can be anticipated, along with summary statistics of the amount and frequency of water shortages, surpluses and a host of other metrics all to aid in improving our understanding of how we might best prepare for our future with the Colorado River.
Principal Variables Involved in
CROSS Simulations
Back to Top
Getting Started
CROSS
Introduction
Key Terms
Tutorial
Methodology
Validation
Advanced Users
Single Trace Simulations
ISM Simulations
Resources

## Tutorial
[11 empty] | Start Year | Percentages | Flow
[11 empty] | 1896 | 0% | 15
[11 empty] | 1897 | 1% | 14.9
[11 empty] | 1898 | 2% | 14.8
[11 empty] | 1899 | 3% | 14.7
[11 empty] | 1900 | 4% | 14.6
[11 empty] | 1901 | 5% | 14.5
[11 empty] | 1902 | 6% | 14.4
[11 empty] | 1903 | 7% | 14.3
[11 empty] | 1904 | 8% | 14.2
[11 empty] | 1905 | 9% | 14.1
[11 empty] | 1906 | 10% | 14
[11 empty] | 1907 | 11% | 13.9
[11 empty] | 1908 | 12% | 13.8
[11 empty] | 1909 | 13% | 13.7
[11 empty] | 1910 | 14% | 13.6
[11 empty] | 1911 | 15% | 13.5
[11 empty] | 1912 | 16% | 13.4
[11 empty] | 1913 | 17% | 13.3
[11 empty] | 1914 | 18% | 13.2
[11 empty] | 1915 | 19% | 13.1
[11 empty] | 1916 | 20% | 13
[11 empty] | 1917 | 25% | 12.9
[11 empty] | 1918 | 30% | 12.8
[11 empty] | 1919 | 35% | 12.7
[11 empty] | 1920 | 40% | 12.6
[11 empty] | 1921 | 45% | 12.5
[11 empty] | 1922 | 50% | 12.4
[11 empty] | 1923 | 55% | 12.3
[11 empty] | 1924 | 60% | 12.2
[11 empty] | 1925 |  | 12.1
[11 empty] | 1926 |  | 12
[11 empty] | 1927 |  | 11.9
[11 empty] | 1928 |  | 11.8
[11 empty] | 1929 |  | 11.7
[11 empty] | 1930 |  | 11.6
[11 empty] | 1931 |  | 11.5
[11 empty] | 1932 |  | 11.4
[11 empty] | 1933 |  | 11.3
[11 empty] | 1934 |  | 11.2
[11 empty] | 1935 |  | 11.1
[11 empty] | 1936 |  | 11
[11 empty] | 1937 |  | 10.9
[11 empty] | 1938 |  | 10.8
[11 empty] | 1939 |  | 10.7
[11 empty] | 1940 |  | 10.6
[11 empty] | 1941 |  | 10.5
[11 empty] | 1942 |  | 10.4
[11 empty] | 1943 |  | 10.3
[11 empty] | 1944 |  | 10.2
[11 empty] | 1945 |  | 10.1
[11 empty] | 1946 |  | 10
[11 empty] | 1947 |  | 9.9
[11 empty] | 1948 |  | 9.8
[11 empty] | 1949 |  | 9.7
[11 empty] | 1950 |  | 9.6
[11 empty] | 1951 |  | 9.5
[11 empty] | 1952 |  | 9.4
[11 empty] | 1953 |  | 9.3
[11 empty] | 1954 |  | 9.2
[11 empty] | 1955 |  | 9.1
[11 empty] | 1956 |  | 9
1957
1958
1959
1960
1961
1962
1963
1964
1965
1966
1967
1968
1969
1970
1971
1972
1973
1974
1975
1976
1977
1978
1979
1980
1981
1982
1983
1984
1985
1986
1987
1988
1989
1990
1991
1992
1993
1994
1995
1996
1997
1998
1999
[7 empty] | CONTROLS FOR DEMONSTRATION NO.1 |  |  |  | 2000
[7 empty] | Mean of Colorado R. @ Lees Ferry (before effects of Climate Change, maf/yr) |  | 15 |  | 2001
[7 empty] | Present Upper Basin Consumptive Use (maf/yr) |  | 4.65 |  | 2002
[7 empty] | Upper Basin Consumptive Use in 2060 (maf/yr) |  | 5.43 |  | 2003
Select starting year from menu |  |  |  | 1896 |  |  | % Reducing Upper Basin Consumption by for Conservation (%) |  | 0% |  | 2004
[7 empty] | % Reducing Upper Basin Consumption by for Conservation by 2060 (%) |  | 0% |  | 2005
[7 empty] | % Reducing Lower Basin Consumption by for Conservation (%) |  | 0% |  | 2006
[7 empty] | % Reducing Lower Basin Consumption by for Conservation by 2060 (%) |  | 0%
[7 empty] | UB Flow below which UB shortages occur due to physical constraints |  | 13
[7 empty] | % Reduction of UB Consumption if Below Threshold Natural Flow |  | 5%
[7 empty] | Buffering Capacity of Reservoirs Upstream of Lake Powell |  | 5%
[7 empty] | Beginning elevation of Powell (feet) |  | 3595
[7 empty] | Beginning elevation of Mead (feet) |  | 1114
[7 empty] | Protect Powell El (ft) |  | 3370
[8 empty] | corresponding storage (maf) | 1.895
[7 empty] | Protect Mead El 2007-2026 (ft) |  | 1000
[8 empty] | corresponding storage (maf) | 6.3666
[7 empty] | Protect Mead El 2027-2117 (ft) |  | 1000
[8 empty] | corresponding storage (maf) | 6.3666
[7 empty] | 70R Elevation |  | 1195
[7 empty] | 70R surplus (% of storage over the 70R line that gets released) |  | 50%
[7 empty] | Initial Reduction from Climate Change (% in 2008) |  | 0%
[7 empty] | Runoff Reduction from Climate Change (% by 2060) |  | 0%
[7 empty] | Runoff Reduction from Climate Change (% by 2100) |  | 0%
[7 empty] | Lake Powell Pan Evaporation (inches/year) |  | 47.5
[7 empty] | Lake Mead Pan Evaporation (inches/year) |  | 78
[7 empty] | Evaporation Rate Increase from Climate Change (% by 2100) |  | 0%
Table 1
Reconstructions of Colorado River
Mean Flows at Lees Ferry
Author (Year Published) |  |  | Reconstruction Period |  |  | (maf)
Stockton and Jacoby, (1976) |  |  | 1511/12/20-1961 |  |  | 13.0 – 14.1
Michaelsen, et al. (1990) |  |  | 1568-1962 |  |  | 13.8
Hidalgo, et al. (2000) |  |  | 1493-1962 |  |  | 13.0 - 13.2
Woodhouse, et al. (2006) |  |  | 1490-1997/98 |  |  | 14.1 – 14.7
Meko, et al. (2007) |  |  | 762-2005 |  |  | 14.65
[7 empty] | CONTROLS FOR DEMONSTRATION NO.2 |  | Default | User
[7 empty] | Mean of Colorado R. @ Lees Ferry (before effects of Climate Change, maf/yr) |  | 15 | 15
Select Average Annual Flow (maf) |  |  |  | 15 |  |  | Present Upper Basin Consumptive Use (maf/yr) |  | 4.65 | 4.65
[7 empty] | Upper Basin Consumptive Use in 2060 (maf/yr) |  | 5.43 | 5.43
Select starting year (1896 - 2006) |  |  |  | 1896 |  |  | % Reducing Upper Basin Consumption by for Conservation (%) |  | 0% | 0%
[7 empty] | % Reducing Upper Basin Consumption by for Conservation by 2060 (%) |  | 0% | 0%
[7 empty] | % Reducing Lower Basin Consumption by for Conservation (%) |  | 0% | 0%
[7 empty] | % Reducing Lower Basin Consumption by for Conservation by 2060 (%) |  | 0% | 0%
[7 empty] | UB Flow below which UB shortages occur due to physical constraints |  | 13 | 13
[7 empty] | % Reduction of UB Consumption if Below Threshold Natural Flow |  | 5% | 5%
[7 empty] | Buffering Capacity of Reservoirs Upstream of Lake Powell |  | 5% | 5%
[7 empty] | Beginning elevation of Powell (feet) |  | 3595 | 3595
[7 empty] | Beginning elevation of Mead (feet) |  | 1114 | 1114
[7 empty] | Protect Powell El (ft) |  | 3370 | 3370
[8 empty] | corresponding storage (maf) | 1.895 | 1.895
[7 empty] | Protect Mead El 2007-2026 (ft) |  | 1000 | 1000
[8 empty] | corresponding storage (maf) | 6.3666 | 6.3666
[7 empty] | Protect Mead El 2027-2117 (ft) |  | 1000 | 1000
[8 empty] | corresponding storage (maf) | 6.3666 | 6.3666
[7 empty] | 70R Elevation |  | 1195 | 1195
[7 empty] | 70R surplus (% of storage over the 70R line that gets released) |  | 50% | 50%
[7 empty] | Initial Reduction from Climate Change (% in 2008) |  | 0% | 0%
[7 empty] | Runoff Reduction from Climate Change (% by 2060) |  | 0% | 0%
[7 empty] | Runoff Reduction from Climate Change (% by 2100) |  | 0% | 0%
[7 empty] | Lake Powell Pan Evaporation (inches/year) |  | 47.5 | 47.5
[7 empty] | Lake Mead Pan Evaporation (inches/year) |  | 78 | 78
[7 empty] | Evaporation Rate Increase from Climate Change (% by 2100) |  | 0% | 0%
[7 empty] | CONTROLS FOR DEMONSTRATION NO.3 |  | Default | User
[7 empty] | Mean of Colorado R. @ Lees Ferry (before effects of Climate Change, maf/yr) |  | 15 | 15
[7 empty] | Present Upper Basin Consumptive Use (maf/yr) |  | 4.65 | 4.65
[7 empty] | Upper Basin Consumptive Use in 2060 (maf/yr) |  | 5.43 | 5.43
Select Average Annual Flow (maf) |  |  |  | 15 |  |  | % Reducing Upper Basin Consumption by for Conservation (%) |  | 0% | 0%
Climate Change Adjustment | [6 empty] | % Reducing Upper Basin Consumption by for Conservation by 2060 (%) |  | 0% | 0%
Percent Reduction in 2008 |  |  |  | 0% |  |  | % Reducing Lower Basin Consumption by for Conservation (%) |  | 0% | 0%
Percent Reduction in 2060 |  |  |  | 0% |  |  | % Reducing Lower Basin Consumption by for Conservation by 2060 (%) |  | 0% | 0%
Percent Reduction in 2100 |  |  |  | 0% |  |  | UB Flow below which UB shortages occur due to physical constraints |  | 13 | 13
Percent Increase in Evaporation |  |  |  | 0% |  |  | % Reduction of UB Consumption if Below Threshold Natural Flow |  | 5% | 5%
[7 empty] | Buffering Capacity of Reservoirs Upstream of Lake Powell |  | 5% | 5%
Select starting year (1896 - 2006) |  |  |  | 1949 |  |  | Beginning elevation of Powell (feet) |  | 3595 | 3595
[7 empty] | Beginning elevation of Mead (feet) |  | 1114 | 1114
[7 empty] | Protect Powell El (ft) |  | 3370 | 3370
[8 empty] | corresponding storage (maf) | 1.895 | 1.895
[7 empty] | Protect Mead El 2007-2026 (ft) |  | 1000 | 1000
[8 empty] | corresponding storage (maf) | 6.3666 | 6.3666
[7 empty] | Protect Mead El 2027-2117 (ft) |  | 1000 | 1000
[8 empty] | corresponding storage (maf) | 6.3666 | 6.3666
[7 empty] | 70R Elevation |  | 1195 | 1195
[7 empty] | 70R surplus (% of storage over the 70R line that gets released) |  | 50% | 50%
[7 empty] | Initial Reduction from Climate Change (% in 2008) |  | 0% | 0%
[7 empty] | Runoff Reduction from Climate Change (% by 2060) |  | 0% | 0%
[7 empty] | Runoff Reduction from Climate Change (% by 2100) |  | 0% | 0%
[7 empty] | Lake Powell Pan Evaporation (inches/year) |  | 47.5 | 47.5
[7 empty] | Lake Mead Pan Evaporation (inches/year) |  | 78 | 78
[7 empty] | Evaporation Rate Increase from Climate Change (% by 2100) |  | 0% | 0%
[7 empty] | CONTROLS FOR DEMONSTRATION NO.4 |  | Default | User
[7 empty] | Mean of Colorado R. @ Lees Ferry (before effects of Climate Change, maf/yr) |  | 15 | 15
[7 empty] | Present Upper Basin Consumptive Use (maf/yr) |  | 4.65 | 4.65
[7 empty] | Upper Basin Consumptive Use in 2060 (maf/yr) |  | 5.43 | 5.43
Flow | [6 empty] | % Reducing Upper Basin Consumption by for Conservation (%) |  | 0% | 0%
Select Average Annual Flow (maf) |  |  |  |  | 15 |  | % Reducing Upper Basin Consumption by for Conservation by 2060 (%) |  | 0% | 0%
Climate Change Adjustment | [6 empty] | % Reducing Lower Basin Consumption by for Conservation (%) |  | 0% | 0%
Percent Reduction in 2008 |  |  |  |  | 0% |  | % Reducing Lower Basin Consumption by for Conservation by 2060 (%) |  | 0% | 0%
Percent Reduction in 2060 |  |  |  |  | 0% |  | UB Flow below which UB shortages occur due to physical constraints |  | 13 | 13
Percent Reduction in 2100 |  |  |  |  | 0% |  | % Reduction of UB Consumption if Below Threshold Natural Flow |  | 5% | 5%
Percent Increase in Evaporation |  |  |  |  | 0% |  | Buffering Capacity of Reservoirs Upstream of Lake Powell |  | 5% | 5%
Conservation Adjustment | [6 empty] | Beginning elevation of Powell (feet) |  | 3595 | 3595
Percent Conserved Upper Basin 2008 |  |  |  |  | 0% |  | Beginning elevation of Mead (feet) |  | 1114 | 1114
Percent Conserved Upper Basin 2060 |  |  |  |  | 0% |  | Protect Powell El (ft) |  | 3370 | 3370
Percent Conserved Lower Basin 2008 |  |  |  |  | 0% |  |  | corresponding storage (maf) | 1.895 | 1.895
Percent Concerved Lower Basin 2060 |  |  |  |  | 0% |  | Protect Mead El 2007-2026 (ft) |  | 1000 | 1000
[8 empty] | corresponding storage (maf) | 6.3666 | 6.3666
Select starting year (1896 - 2006) |  |  |  |  | 2006 |  | Protect Mead El 2027-2117 (ft) |  | 1000 | 1000
[8 empty] | corresponding storage (maf) | 6.3666 | 6.3666
[7 empty] | 70R Elevation |  | 1195 | 1195
[7 empty] | 70R surplus (% of storage over the 70R line that gets released) |  | 50% | 50%
[7 empty] | Initial Reduction from Climate Change (% in 2008) |  | 0% | 0%
[7 empty] | Runoff Reduction from Climate Change (% by 2060) |  | 0% | 0%
[7 empty] | Runoff Reduction from Climate Change (% by 2100) |  | 0% | 0%
[7 empty] | Lake Powell Pan Evaporation (inches/year) |  | 47.5 | 47.5
[7 empty] | Lake Mead Pan Evaporation (inches/year) |  | 78 | 78
[7 empty] | Evaporation Rate Increase from Climate Change (% by 2100) |  | 0% | 0%
[7 empty] | CONTROLS FOR DEMONSTRATION NO.5 |  | Default | User
[7 empty] | Mean of Colorado R. @ Lees Ferry (before effects of Climate Change, maf/yr) |  | 15 | 15
[7 empty] | Present Upper Basin Consumptive Use (maf/yr) |  | 4.65 | 4.65
[7 empty] | Upper Basin Consumptive Use in 2060 (maf/yr) |  | 5.43 | 5.43
[7 empty] | % Reducing Upper Basin Consumption by for Conservation (%) |  | 0% | 0%
[7 empty] | % Reducing Upper Basin Consumption by for Conservation by 2060 (%) |  | 0% | 0%
[7 empty] | % Reducing Lower Basin Consumption by for Conservation (%) |  | 0% | 0%
Flow | [6 empty] | % Reducing Lower Basin Consumption by for Conservation by 2060 (%) |  | 0% | 0%
Select Average Annual Flow (maf) |  |  |  |  | 15 | 15 | UB Flow below which UB shortages occur due to physical constraints |  | 13 | 13
Climate Change Adjustment | [6 empty] | % Reduction of UB Consumption if Below Threshold Natural Flow |  | 5% | 5%
Percent Reduction in 2008 |  |  |  |  | 0% | 0% | Buffering Capacity of Reservoirs Upstream of Lake Powell |  | 5% | 5%
Percent Reduction in 2060 |  |  |  |  | 0% | 0% | Beginning elevation of Powell (feet) |  | 3595 | 3595
Percent Reduction in 2100 |  |  |  |  | 0% | 0% | Beginning elevation of Mead (feet) |  | 1114 | 1114
Percent Increase in Evaporation |  |  |  |  | 0% | 0% | Protect Powell El (ft) |  | 3370 | 3370
Conservation Adjustment | [7 empty] | corresponding storage (maf) | 1.895 | 1.895
Percent Conserved Upper Basin 2008 |  |  |  |  | 0% | 0% | Protect Mead El 2007-2026 (ft) |  | 1000 | 1000
Percent Conserved Upper Basin 2060 |  |  |  |  | 0% | 0% |  | corresponding storage (maf) | 6.3666 | 6.3666
Percent Conserved Lower Basin 2008 |  |  |  |  | 0% | 0% | Protect Mead El 2027-2117 (ft) |  | 1000 | 1000
Percent Concerved Lower Basin 2060 |  |  |  |  | 0% | 0% |  | corresponding storage (maf) | 6.3666 | 6.3666
[7 empty] | 70R Elevation |  | 1195 | 1195
Select starting year (1896 - 2006) |  |  |  |  | 1896 |  | 70R surplus (% of storage over the 70R line that gets released) |  | 50% | 50%
[7 empty] | Initial Reduction from Climate Change (% in 2008) |  | 0% | 0%
[7 empty] | Runoff Reduction from Climate Change (% by 2060) |  | 0% | 0%
[7 empty] | Runoff Reduction from Climate Change (% by 2100) |  | 0% | 0%
[7 empty] | Lake Powell Pan Evaporation (inches/year) |  | 47.5 | 47.5
[7 empty] | Lake Mead Pan Evaporation (inches/year) |  | 78 | 78
[7 empty] | Evaporation Rate Increase from Climate Change (% by 2100) |  | 0% | 0%
[7 empty] | CONTROLS FOR DEMONSTRATION NO.6 |  | Default | User
[7 empty] | Mean of Colorado R. @ Lees Ferry (before effects of Climate Change, maf/yr) |  | 15 | 15
[7 empty] | Present Upper Basin Consumptive Use (maf/yr) |  | 4.65 | 4.65
[7 empty] | Upper Basin Consumptive Use in 2060 (maf/yr) |  | 5.43 | 5.43
[7 empty] | % Reducing Upper Basin Consumption by for Conservation (%) |  | 0% | 0%
[7 empty] | % Reducing Upper Basin Consumption by for Conservation by 2060 (%) |  | 0% | 0%
[7 empty] | % Reducing Lower Basin Consumption by for Conservation (%) |  | 0% | 0%
Flow | [6 empty] | % Reducing Lower Basin Consumption by for Conservation by 2060 (%) |  | 0% | 0%
Select Average Annual Flow (maf) |  |  |  |  | 15 | 15 | UB Flow below which UB shortages occur due to physical constraints |  | 13 | 13
Climate Change Adjustment | [6 empty] | % Reduction of UB Consumption if Below Threshold Natural Flow |  | 5% | 5%
Percent Reduction in 2008 |  |  |  |  | 0% | 0% | Buffering Capacity of Reservoirs Upstream of Lake Powell |  | 5% | 5%
Percent Reduction in 2060 |  |  |  |  | 0% | 0% | Beginning elevation of Powell (feet) |  | 3595 | 3595
Percent Reduction in 2100 |  |  |  |  | 0% | 0% | Beginning elevation of Mead (feet) |  | 1114 | 1114
Percent Increase in Evaporation |  |  |  |  | 0% | 0% | Protect Powell El (ft) |  | 3370 | 3370
Conservation Adjustment | [7 empty] | corresponding storage (maf) | 1.895 | 1.895
Percent Conserved Upper Basin 2008 |  |  |  |  | 0% | 0% | Protect Mead El 2007-2026 (ft) |  | 1000 | 1000
Percent Conserved Upper Basin 2060 |  |  |  |  | 0% | 0% |  | corresponding storage (maf) | 6.3666 | 6.3666
Percent Conserved Lower Basin 2008 |  |  |  |  | 0% | 0% | Protect Mead El 2027-2117 (ft) |  | 1000 | 1000
Percent Conserved Lower Basin 2060 |  |  |  |  | 0% | 0% |  | corresponding storage (maf) | 6.3666 | 6.3666
[7 empty] | 70R Elevation |  | 1195 | 1195
[7 empty] | 70R surplus (% of storage over the 70R line that gets released) |  | 50% | 50%
[7 empty] | Initial Reduction from Climate Change (% in 2008) |  | 0% | 0%
[7 empty] | Runoff Reduction from Climate Change (% by 2060) |  | 0% | 0%
[7 empty] | Runoff Reduction from Climate Change (% by 2100) |  | 0% | 0%
[7 empty] | Lake Powell Pan Evaporation (inches/year) |  | 47.5 | 47.5
[7 empty] | Lake Mead Pan Evaporation (inches/year) |  | 78 | 78
[7 empty] | Evaporation Rate Increase from Climate Change (% by 2100) |  | 0% | 0%
[5 empty] | Scenario | Scenario
CONTROLS |  |  |  |  | One | Two
Starting Reservoir Elevation (msl)
Lake Powell |  |  |  |  | 3595 | 3595
Lake Mead |  |  |  |  | 1114 | 1114
Flow
Average Annual Flow (maf) |  |  |  |  | 15 | 15
Climate Change Adjustment
Percent Reduction in 2008 |  |  |  |  | 0% | 0%
Percent Reduction in 2060 |  |  |  |  | 0% | 0%
Percent Reduction in 2100 |  |  |  |  | 0% | 0%
Percent Increase in Evaporation |  |  |  |  | 0% | 0%
Conservation Adjustment
Percent Conserved Upper Basin 2008 |  |  |  |  | 0% | 0%
Percent Conserved Upper Basin 2060 |  |  |  |  | 0% | 0%
Percent Conserved Lower Basin 2008 |  |  |  |  | 0% | 0%
Percent Conserved Lower Basin 2060 |  |  |  |  | 0% | 0%
RESULTS
Average Flow (maf/year)
At Lees Ferry |  |  |  |  | 15.0036 | 15.0036
At Imperial Dam |  |  |  |  | 16.3169 | 16.3169
Average Reservoir Elevation (ft)
Lake Powell |  |  |  |  | 3634 | 3634
Lake Mead |  |  |  |  | 1120 | 1120
Average Reservoir Storage (maf)
Lake Powell |  |  |  |  | 17.2546 | 17.2546
Lake Powell (above dead pool) |  |  |  |  | 15.3596 | 15.3596
Lake Mead |  |  |  |  | 15.439 | 15.439
Lake Mead (above SNWA intake) |  |  |  |  | 9.069 | 9.069
Average Annual Evaporation (maf/year)
Lake Powell |  |  |  |  | 0.45142 | 0.45142
Lake Mead |  |  |  |  | 0.64205 | 0.64205
Total |  |  |  |  | 1.0935 | 1.0935
Glen Canyon Dam Releases
Average Annual Release (maf/yr) |  |  |  |  | 9.4078 | 9.4078
Minimum 10 Year Release (maf) |  |  |  |  | 82.3 | 82.3
Upper Basin Shortages
Total UB Shortage (maf) |  |  |  |  | 4.8677 | 4.8677
% of Years with an UB Shortage (%) |  |  |  |  | 33.33% | 33.33%
Lower Basin Shortages
Total LB Shortage (maf) |  |  |  |  | 38.2772 | 38.2772
% of Yrs. Shortage (less than 9.5 maf/yr) |  |  |  |  | 56.76% | 56.76%
Hoover Dam Surplus/Flood Release
% of Yrs. Surplus (more than 9.5maf/yr) |  |  |  |  | 18.02% | 18.02%
Total Hoover Flood Release (maf) |  |  |  |  | 12.4643 | 12.4643
Average Hydropower Generation (GWh/yr)
Glen Canyon Dam |  |  |  |  | 4229.1349 | 4229.1349
Hoover Dam |  |  |  |  | 3166.7826 | 3166.7826
Total Hydropower Generation |  |  |  |  | 7395.9175 | 7395.9175
This eight-step, interactive tutorial introduces you to all the features of CROSS. In the process, useful background is also provided on the key variables that are likely to influence future Colorado River water availability. You will be running increasingly complex simulations as the tutorial progresses, until you’ve worked with all the tools that CROSS provides.
You will be using two types of simulations. The first, in steps 1-5, will be single trace simulations that allow you to mimic one sequence of historic flows in forecasting future water availability. The more complex Index Sequential Method (ISM) is introduced in step 6. There you will be able to simultaneously simulate all possible flow sequences provided from the historical record.
CROSS simulations do not attempt to predict exactly how the Colorado River will behave, since we have no way of knowing precisely what future inflows the river will receive. However, we can use our knowledge of the Colorado’s past behavior, along with our own assumptions of how we plan to use the river in the future, to evaluate the risk of shortages that may lie ahead.
1. First Simulation
We don’t know exactly how much water will flow down the Colorado in the years to come, but modelers have found it valuable to use our understanding of the river’s past behavior to explore the potential range of scenarios for which Colorado water users might wish to prepare.
For example, Figure 1 displays the flow of the Colorado River from 1896 through 2006. We could ask ourselves, as one possible future scenario, what if history repeated itself and the Colorado River experienced this same series for flows again? We could then deduct projected water use, as displayed in Figure 2, to determine how much water, if any, remains each year in the Colorado River’s two principle reservoirs, Lake Powell and Lake Mead.
This use of historical flow data to simulate future flows is the core component of the forecasting methodology employed by Colorado River water managers.
Figure 3 displays results from CROSS’s application of this methodology to the hypothetical scenario outlined above. The graph shows the rising and falling of the water volumes in Lake Powell and Lake Mead when applying future water use projections to the 1896-2006 flow record.
This simulation illustrates how reservoir levels would rise during the first few decades as projected average river flows exceed what Colorado River water users are forecasted to consume. The reverse occurs toward the end of the century, with reservoir storage amounts dropping, but not sufficient to cause extensive shortages. So, should nature replicate this scenario from the past, it would assure favorable conditions for Colorado River water users.
But what if the next century’s flows do not begin like they did from 1896, 1897, etc.? What if they resemble the flows we experienced in the 1950s? We can run the simulator again, but this time applying 1950 flows to the 2008 starting year, 1951 flows to 2009, and so on. In year 2072 of this simulation we will have reached the end of the historic record (2006), so it will be necessary to cycle back and apply 1896 flows to 2073, and conclude with 1949 flows applied to 2118.
The results of this scenario, displayed in Figure 4, show reservoir levels dropping initially, causing shortage conditions likely to go into effect for water users below Lake Mead within the next two decades. Around 2060, low flows would cause reservoir levels to drop again, especially at Lake Powell. Water users above Lake Powell may be forced to cut consumption in order to ensure they meet their legal obligation to deliver water to Lake Mead.
To get a feel for the range of scenarios that could emerge should future flows begin with any one of 111 years in the historical record, you can use Demonstration Scenario 1 to the right to run some scenarios yourself. Use the drop-down menu to select a starting year from the 1896-2006 flow record and press the "Return" key. Click “Run Simulation” and observe the changes in reservoir storage for the different scenarios.
Note on Displayed Reservoir Volumes
Projected Lake Powell reservoir levels reflect active storage, not water in the reservoir’s dead pool which cannot be released from Glen Canyon Dam. Consistent with Reclamation operating rules, projected Lake Mead reservoir levels are relative to the lowest point from which the Southern Nevada Water Authority can withdraw water from Lake Mead. At this level, Lake Mead would still have an additional 4.37 maf of water which could be released from Hoover Dam should these operating rules change.
Run Simulation
2. Average Annual Flow
An important variable when simulating Colorado River flows is the average amount of water the Colorado River will deliver over time. In the scenarios used above, the annual flows from the 111-year record ranged from 6.6 maf to 25.2 maf, averaging around 15 maf per year.
As Figure 2 illustrates, average annual water demand is projected to surpass the 15 maf mark within the next 25 years. This imbalance is one of the key reasons planners are increasingly concerned about shortages. When looking deeper into the Colorado River’s history, some argue whether this imbalance is already upon us. Research using tree-ring data going back hundreds of years reveals long-term average flow estimates as low as 13.0 maf.
Examining these reconstructions illustrates how the 20th century appears to be one of the wettest, with flows between 1905 and 1927 among the highest in a period going back 1,200 years. Conversely, low flow periods similar to those between 1931 and 1977, or like the Colorado is delivering right now, are not that uncommon.
CROSS allows simulations using the average annual flow of your choosing. In Demonstration Scenario 2 you can observe the affects of altering this variable, along with the starting year as practiced above . For comparative purposes, also displayed are results for the 15.0 maf average annual flow assumed by Reclamation in its forecasting. For example, if you use the same 1896 staring year as our first example above and reduce the average annual flow to 14.0 maf, a significant likelihood of shortages would occur from 2055 to 2085. And, if you set this 14.0 maf flow sequence to begin using 1950 flows, much of the next century will likely be spent under shortage conditions.
Run Simulation
Demonstration Scenario 2
Change Average Annual Flow
3. Climate Change
With increasing frequency, researchers are warning about the potential impact global warming will have on Colorado River flows. Some believe the change is already occurring as temperatures in the watershed have been on the rise for several decades, and recent Colorado River flows have taken a dramatic decline. The average annual flow for the Colorado River has been 11.1 maf over the past eight years, lower than all but one eight-year period contained within the 1,200-year flow reconstruction plotted in Figure 5 above.
The National Research Council stated in February 2007 that although the results of various Colorado River climate change studies have not been “unanimous… the body of climate and hydrologic modeling exercises for the Colorado River basin points to a warmer future with reductions in streamflow and runoff.”
Estimates of the medium- and long-term impacts global warming may have on Colorado River flows have varied from 10 percent by 2100, to upwards of 40 percent by 2050. The Colorado River presents a somewhat complex system to model when evaluating the potential impacts of global warming because its flow originates from snowpack in one climatic zone, the Rocky Mountains, then spends most of its time winding through another climate zone, the deserts of the Southwest.
CROSS allows for a climate change reduction factor to be incorporated into its simulations. This is done by inputting the amount of streamflow reduction at three points during the simulation period: year 2008, year 2060 and year 2100. For example, if you would like to simulate a gradual ten percent reduction in flows beginning now and rising to 10 percent by 2100, you would select 0% for year one, increasing to 5% for year 2060 and 10% for 2100. If you would like to simulate a flat ten percent reduction starting now and applied through all years of the simulation, you would select 10% in all three boxes. For no reduction in flows due to climate change, leave all three boxes at 0%.
In addition to reductions in flows, global warming will also increase the evaporation rates for water stored and moving through the Colorado system. While some of these losses are already incorporated with any climate change reduction factor used, the evaporation off Lake Powell, Lake Mead, and from the river channel below Lake Mead is not. As this additional evaporation can amount to over 20 percent of the Colorado River’s flow annually, over time a small increase in their evaporation rates could amount to a substantial amount of additional water loss. CROSS allows you to set a percentage increase in evaporation that the simulation increments from 2008 - 2100. For example, selecting 10% will cause the current reservoir evaporation rates to increase an additional ten percent between 2008 and 2100.
Demonstration Scenario 3
Adjusting flows for Climate Change
Run Simulation
4. Conservation
As evidenced by the forecast for increased Colorado River water use shown in Figure 2, no significant plans are in the works to reduce consumption and minimize the likelihood that shortages will occur. The plans by the Basin States now under consideration primarily focus on strategies for cutting consumption only when water volumes in Lake Powell and Lake Mead have already considerably declined. Furthermore, most of their anticipated conservation measures are designed to reduce the amount of water that might be “leaking” out of the system, and using this retained water to increase end-user consumption, not banking those savings against future shortages.
CROSS provides a mechanism to explore how implementing permanent conservation measures now might reduce the likelihood of shortage conditions occurring. A percentage reduction can be applied to water consumption. This is broken out separately for the Upper Basin states: Colorado, Wyoming, New Mexico and Utah, and the Lower Basin states: California, Nevada and Arizona. In using Demonstration 3, you will notice that increased conservation by the Upper Basin generally results in more water stored in Lake Powell, while increased conservation by the Lower Basin results in more water stored in Lake Mead. Similar to the Climate Change adjustments above, the Conservation adjustments are entered as percent reductions in consumption using the drop-menus provided. Adjustments can be made starting in 2008 and again in 2060.
Demonstration Scenario 4
Adjusting Consumption For Conservation
Run Simulation
5. Multiple Scenarios
To aid in comparing various scenarios side by side, CROSS allows you to run two scenarios at the same time. As we’ve done above, you can set one scenario to the assumptions currently used by Reclamation in its modeling, and evaluate how the results compare with your own assumptions using the same starting year.
6. Using the Index Sequential Method (ISM)
The simulations run so far have involved just one set of simulated flows based on the starting year chosen. We’ve run simulations that started with flows similar to those beginning in 1896, 1950, and those with different starting years of your own choosing. Each one of these simulations is known as a trace. The 111 years of flow records used by CROSS allow for 111 possible traces.
In addition to running these individual trace scenarios, CROSS contains a mechanism for running all 111 traces, then reporting back a single set of statistics based on the results from all the traces. This is known as the Indexed Sequential Method or ISM. This is the method used by Reclamation in its Colorado River storage forecasting.
Figure 7 displays the CROSS ISM results for the average of all 111 starting years we could have chosen using the assumptions from Scenario 1 above. For comparison, Figure 8 shows CROSS ISM results with a different set of assumptions: a mean annual flow of 14.5 maf, climate change set to increase from zero in 2008, to 5 percent in 2060, and 10 percent in 2100 and evaporation is set to increase to 10 percent in 2100. No conservation reductions are incorporated. While these assumptions represent only modest changes in the assumptions used by Reclamation, they show a dramatic change on future reservoir levels and thus shortages.
Demonstration Scenario 6 allows you to run CROSS ISM simulations using the same variables as Scenario 5. However, you no longer select a starting year, as all 111 years will be simulated. Since 111 years must be processed, the computing time necessary may be upwards of 45 seconds per scenario, depending on your computer’s hardware.
Figure 9 shows a slightly more complex, but more complete display, of ISM results for Scenario 1 from Demonstration 6. You will notice instead of one line, there are now three lines each for Lake Powell and Lake Mead.
10th Percentile Line — The lowest line illustrates the reservoir volumes at which 10 percent of the 111 traces achieved volumes at or below this line, and 90% achieved volumes above this line.
50th Percentile Line — The middle line illustrates the reservoir volumes achieved by the middle trace, with 55 of the 111 traces achieving reservoir volumes below this line and 55 traces achieving volumes above this line.
90th Percentile Line — The upper line illustrates the reservoir volume at which 90 percent of the 111 traces achieved volumes at or below this line, and only 10 percent of the traces achieved volumes above this line.
A simple way to read these ISM percentile graphs is to view the worst-case scenarios to be at or below the bottom line, the best-case scenarios at or above the top line, and average scenarios occur near the middle line.
Demonstration Scenario 5
Multiple Scenarios
Run Simulation
Demonstration Scenario 6
Running ISM Scenarios
Run Both
7. Reservoir Elevations
When simulating the amount of water that may be available for future use, we must first estimate the amount of water in storage at the beginning of the simulation period, January 2008. These reservoir elevations are currently set to the November 2007 estimates provided by Reclamation. These elevation projections are not likely to change sufficiently before the end of 2007 such that they will have any discernable impact on the results over the course of the simulation period. But over time, these projections should be adjusted, and CROSS allows for this input along with the other variables discussed so far. Reclamation updates its projections the first week of every month in what are known as 24-Month Reports, and which are available on-line. As Reclamation figures are reported as end-of-the-month, you will want to select the Reservoir Elevation projection for December 2007, or the December figure for any subsequent year.
8. More Results
Examining reservoir storage is critical to evaluating the relative differences among various flow scenarios; it is not, however, the only output generated by CROSS. To the right is a sample CROSS results table that is produced every time either a Single Trace or ISM simulation is run. This particular example contains Single Trace results.
When running a Single Trace, the results for both scenarios will be updated at once. However, if you run just one ISM, only that scenario will be updated. .
Unregulated Colorado River Flow @ Lees Ferry — The average amount of water that would have passed by Lees Ferry every year assuming no reservoirs or diversions upstream. If your assumptions do not include any climate change reduction factors, this figure will be the exact same as the annual average flow used in your assumptions
Unregulated Colorado River Flow @ Imperial Dam — Imperial Dam, located 25 miles upstream from Mexico, regulates Colorado River flows from the United States into Mexico. Similar to the unregulated Colorado River flow at Lees Ferry, this figure represents the average amount of water that would have been received by Mexico (and potentially the Colorado River delta and the Gulf of California) every year assuming no reservoirs or diversions upstream.
Average Reservoir Elevation — The average height in feet above mean sea level of the reservoir through the course of the 111-year simulation.
Average Reservoir Storage — The average water volume in million acre-feet contained in the reservoir through the course of the 111-year simulation. These figures are displayed for both the total volume, the volume net of dead storage in Lake Powell, and net of Lake Mead water stored below the lowest intake for the Southern Nevada Water Authority.
Average Annual Evaporation — The amount of water that evaporates off the reservoirs each year through the course of the 111-year simulation.
Upper Basin Shortages — The amount of water that was unavailable to be delivered to meet projected Upper Basin demand because flows were insufficient, and/or the water had to be sent downstream for use by the Lower Basin in accordance with the Colorado River Compact requirement and related laws and regulations.
Glen Canyon Dam Release — The average amount of water flowing through Glen Canyon Dam each year. Useful to assess how well the Upper Basin is meeting its Colorado River Compact obligation to deliver, on average, 8.25 maf over any ten-year period. (Under the Basin States’ Proposal, Glen Canyon Dam operating rules may be changed to allow for as little as 7.0 maf/yr to be released from Glen Canyon Dam.)
Lower Basin Shortages — The amount of water that was unavailable to be delivered to meet projected Lower Basin demand. This occurs because Lake Mead water levels are insufficient to deliver all the water while also adhering to specific reservoir operating rules, such as attempting to maintain Lake Mead water levels at or above the Southern Nevada Water Authority intake used for delivering water to Las Vegas.
Power Production — The amount of energy generated by the hydroelectric power plants at Glen Canyon Dam and Hoover Dam. Power production can vary with both flows and reservoir elevation. Lake Powell and Lake Mead operating rules do allow for their reservoir levels to fall below the powerplant water intakes. At low reservoir levels, water may still be flowing through the dams, but power generation may no longer be possible. Power output is measured in Gigawatt-hours (GWh). Combined, Hoover and Glen Canyon powerplants currently produce approximately 8,500 GWh per year. Though substantial, this electricity production is far less significant than the Colorado’s water deliveries. For example, in 2006 California alone consumed 295,000 GWh.
Congratulations
You’ve now learned everything necessary to use CROSS to help better understand the challenges ahead for Colorado River water users. You can go directly to the Run Simulation area to perform additional scenarios and comparisons. If you have any comments, questions or feedback, please email us at crosssupport@onthecolorado.org
CROSS
Back to Top
Run 2
Lake Mead 1
SHOW
HIDE
Lake Mead 2
SHOW
HIDE
Lake Powell 1
SHOW
HIDE
Lake Powell 2
SHOW
HIDE
Demonstration Scenario 2
Select Starting Year for Flow Sequence
Lake Mead 1
SHOW
HIDE
Lake Mead 2
SHOW
HIDE
Lake Powell 1
SHOW
HIDE
Lake Powell 2
SHOW
HIDE
Scenario 1
Scenario 2
Scenario 1
Scenario 2
Run 1
ISM precessing times range from 10 to 45 seconds per scenario,
depending on the computer hardware being used.
Getting Started
CROSS
Introduction
Key Terms
Tutorial
Methodology
Validation
Advanced Users
Single Trace Simulations
ISM Simulations
Resources
Figure 10
Sample Portion of Reclamation's 24-Month Report
Lake Powell available at: http://www.usbr.gov/uc/water/crsp/studies/crsp_gc.txt
Lake Mead available at: http://www.usbr.gov/uc/water/crsp/studies/crsp_hoover.txt
Annual Flow (Million acre-feet)
Average Flow (1896-2006)
10-Year Running Average Flow

## Validation
Getting Started
CROSS
Introduction
Key Terms
Tutorial
Methodology
Validation
Advanced Users
Single Trace Simulations
ISM Simulations
Resources
CROSS is a very simplified version of the Bureau of Reclamation’s Colorado River Simulation System (CRSS). Reclamation’s model incorporates 29 natural inflow points, 12 reservoirs and 225 diversions on a monthly time-stamp. Reclamation simulations can take hours to process and provides valuable detail about most aspects of the Colorado River system. Its software license costs $6,500 and $2,500 annually to maintain. By contrast, CROSS utilizes just three natural inflow points, two reservoirs and three diversions, on an annual time-stamp, requiring less than a minute to process. Nonetheless, as illustrated here, their results are quite similar.
These comparable outputs are achievable because:
1) The characteristics of the Colorado River system. Eighty-five percent of storage capacity in the Colorado River system is contained in Lake Powell and Lake Mead, approximately 3.5 years of the Colorado River’s mean annual flow. As a result, modeling these two reservoirs alone generates a relatively accurate picture of the overall system. Reclamation itself takes advantage of this characteristic with its simplified CRSS-Lite simulator. CRSS-Lite uses only four reservoirs, and like CROSS, none are above Lake Powell.
2) The question being asked. Much of the power of Reclamation’s CRSS is in the detailed information it manages and outputs it provides, particularly over the short-term with a monthly time-stamp. This detail is not as critical when the time-horizon is much longer and one is merely examining the relative sensitivity of the overall system to changes in a principle variable, such as inflows. Again, Reclamation’s CRSS-Lite, like CROSS, simplifies its routines by performing much of its work on an annual time-stamp, with Lite's results falling within one percent of those generated by the more powerful CRSS.
The validation comparisons made here are specific to Reclamation’s CRSS results published in the February 2007 Draft Environmental Impact Statement for the Reoperations of Lake Powell and Lake Mead Under Low Reservoir Conditions. Specifically, CROSS outputs are plotted against the CRSS results for the Basin States' Alternative (BSA) without the conservation component. CROSS models the BSA, as it will become the operating plan for these reservoirs in 2008. CROSS does exclude the BSA’s conservation component because much of it is speculative, and CROSS itself offers the user the ability to input their own assumptions for Lower Basin conservation.
Additionally, while the plots to the right are specific to the BSA, it’s important to note that CROSS has also been configured to validate equally well against the 2007 operating rules—presented as the No Action Alternative in the Draft EIS.
If you choose to validate the results presented here yourself, you will want to make two small changes to the default CROSS configuration.
1) Substitute the exact Upper Basin Demand figures used by Reclamation for the period 2008-2060. As presently configured, CROSS calculates Upper Basin demand as a straight-line increase during the 2008-2060 period, generating slightly different values than those used by Reclamation.
2) Set the reservoir levels for Lake Powell and Lake Mead to those used for the CRSS analysis: 3,615 msl for Lake Powell and 1,117 msl for Lake Mead.
Validation of CROSS ISM results to Reclamation’s CRSS Results
as presented in the February 2007 Draft EIS for the Reoperations
of Lake Powell and Lake Mead Under Low Reservoir Conditions
Basin States' Alternative: Storage and Delivery Mechanisms Removed.
Back to Top

## Run Single Trace
CONTROLS/RESULTS TRANSFER TABLE FOR SINGLE TRACE
|  | 1896 | [7 empty] | Start Year | Percentages | Flow
| 1896 |  |  |  | CONTROLS |  | Scenario 1 | Scenario 1
[9 empty] | 1896 | 0% | 15
[5 empty] | Mean of Colorado R. @ Lees Ferry (before effects of Climate Change, maf/yr) |  | 15 | 15 | 1897 | 1% | 14.9
|  | Scenario | Scenario | 1896 | Present Upper Basin Consumptive Use (maf/yr) |  | 4.65 | 4.65 | 1898 | 2% | 14.8
CONTROLS |  | One | Two |  | Upper Basin Consumptive Use in 2060 (maf/yr) |  | 5.43 | 5.43 | 1899 | 3% | 14.7
Starting Reservoir Elevation (msl) |  |  |  |  | % Reduce UB Consumption / Conservation 2008 |  | 0% | 0% | 1900 | 4% | 14.6
Lake Powell |  | 3595 | 3595 |  | % Reduce UB Consumption / Conservation 2060 |  | 0% | 0% | 1901 | 5% | 14.5
Lake Mead |  | 1114 | 1114 |  | % Reduce LB Consumption / Conservation 2008 |  | 0% | 0% | 1902 | 6% | 14.4
Flow |  |  |  |  | % Reduce LB Consumption / Conservation 2060 |  | 0% | 0% | 1903 | 7% | 14.3
Average Annual Flow (maf) |  | 15 | 15 |  | UB Flow below which UB shortages occur due to physical constraints |  | 13 | 13 | 1904 | 8% | 14.2
Climate Change Adjustment |  |  |  |  | % Reduction of UB Consumption if Below Threshold Natural Flow |  | 5% | 5% | 1905 | 9% | 14.1
Percent Reduction in 2008 |  | 0% | 0% |  | Buffering Capacity of Reservoirs Upstream of Lake Powell |  | 5% | 5% | 1906 | 10% | 14
Percent Reduction in 2060 |  | 0% | 0% |  | Beginning elevation of Powell (feet) |  | 3595 | 3595 | 1907 | 11% | 13.9
Percent Reduction in 2100 |  | 0% | 0% |  | Beginning elevation of Mead (feet) |  | 1114 | 1114 | 1908 | 12% | 13.8
Percent Increase in Evaporation |  | 0% | 0% |  | Protect Powell El (ft) |  | 3370 | 3370 | 1909 | 13% | 13.7
Conservation Adjustment | [5 empty] | corresponding storage (maf) | 1.895 | 1.895 | 1910 | 14% | 13.6
Percent Conserved Upper Basin 2008 |  | 0% | 0% |  | Protect Mead El 2007-2026 (ft) |  | 1000 | 1000 | 1911 | 15% | 13.5
Percent Conserved Upper Basin 2060 |  | 0% | 0% |  |  | corresponding storage (maf) | 6.3666 | 6.3666 | 1912 | 16% | 13.4
Percent Conserved Lower Basin 2008 |  | 0% | 0% |  | Protect Mead El 2027-2117 (ft) |  | 1000 | 1000 | 1913 | 17% | 13.3
Percent Conserved Lower Basin 2060 |  | 0% | 0% |  |  | corresponding storage (maf) | 6.3666 | 6.3666 | 1914 | 18% | 13.2
[5 empty] | 70R Elevation |  | 1195 | 1195 | 1915 | 19% | 13.1
RESULTS |  |  |  |  | 70R surplus (% of storage over the 70R line that gets released) |  | 50% | 50% | 1916 | 20% | 13
Average Flow (maf/year) |  |  |  |  | Initial Reduction from Climate Change (% in 2008) |  | 0% | 0% | 1917 | 25% | 12.9
At Lees Ferry |  | 15.0036 | 15.0036 |  | Runoff Reduction from Climate Change (% by 2060) |  | 0% | 0% | 1918 | 30% | 12.8
At Imperial Dam |  | 16.3169 | 16.3169 |  | Runoff Reduction from Climate Change (% by 2100) |  | 0% | 0% | 1919 | 35% | 12.7
Average Reservoir Elevation (ft) |  |  |  |  | Lake Powell Pan Evaporation (inches/year) |  | 47.5 | 47.5 | 1920 | 40% | 12.6
Lake Powell |  | 3634 | 3634 |  | Lake Mead Pan Evaporation (inches/year) |  | 78 | 78 | 1921 | 45% | 12.5
Lake Mead |  | 1120 | 1120 |  | Evaporation Rate Increase from Climate Change (% by 2100) |  | 0% | 0% | 1922 | 50% | 12.4
Average Reservoir Storage (maf) | [8 empty] | 1923 | 55% | 12.3
Lake Powell |  | 17.2546 | 17.2546 | [5 empty] | 1924 | 60% | 12.2
Lake Powell (above dead pool) |  | 15.3596 | 15.3596 |  | RESULTS |  | Scenario 1 | Scenario 1 | 1925 |  | 12.1
Lake Mead |  | 15.439 | 15.439 |  | Average Annual Colorado R. @ Lees Ferry (maf/yr) |  | 15.0036 | 15.0036 | 1926 |  | 12
Lake Mead (above SNWA intake) |  | 9.069 | 9.069 |  | Average Annual Colorado R. @ Imperial Dam (maf/yr) |  | 16.3169 | 16.3169 | 1927 |  | 11.9
Average Annual Evaporation (maf/year) |  |  |  |  | Average Lake Powell Storage (maf) |  | 17.2546 | 17.2546 | 1928 |  | 11.8
Lake Powell |  | 0.45142 | 0.45142 |  | Average Lake Powell Elevation (ft) |  | 3634 | 3634 | 1929 |  | 11.7
Lake Mead |  | 0.64205 | 0.64205 |  | Average Lake Mead Storage (maf) |  | 15.439 | 15.439 | 1930 |  | 11.6
Total |  | 1.0935 | 1.0935 |  | Average Lake Mead Elevation (ft) |  | 1120 | 1120 | 1931 |  | 11.5
Glen Canyon Dam Releases |  |  |  |  | Average Annual Lake Powell Evap. (maf/yr) |  | 0.45142 | 0.45142 | 1932 |  | 11.4
Average Annual Release (maf/yr) |  | 9.4078 | 9.4078 |  | Average Annual Lake Mead Evap. (maf/yr) |  | 0.64205 | 0.64205 | 1933 |  | 11.3
Minimum 10 Year Release (maf) |  | 82.3 | 82.3 |  | Total Annual Average Evaporation (maf/yr) |  | 1.0935 | 1.0935 | 1934 |  | 11.2
Upper Basin Shortages |  |  |  |  | Total Upper Basin Shortage (maf) |  | 4.8677 | 4.8677 | 1935 |  | 11.1
Total UB Shortage (maf) |  | 4.8677 | 4.8677 |  | % of Years with an Upper Basin Shortage (%) |  | 33.33% | 33.33% | 1936 |  | 11
% of Years with an UB Shortage (%) |  | 33.33% | 33.33% |  | Average Annual Glen Canyon Release (maf/yr) |  | 9.4078 | 9.4078 | 1937 |  | 10.9
Lower Basin Shortages |  |  |  |  | Minimum 10 Year Glen Canyon Release |  | 82.3 | 82.3 | 1938 |  | 10.8
Total LB Shortage (maf) |  | 38.2772 | 38.2772 |  | Total Lower Basin Shortage (maf) |  | 38.2772 | 38.2772 | 1939 |  | 10.7
% of Yrs. Shortage (less than 9.5 maf/yr) |  | 56.76% | 56.76% |  | % of Years with Lower Basin Shortage (% < 9.5 maf/yr) |  | 56.76% | 56.76% | 1940 |  | 10.6
Hoover Dam Surplus/Flood Release |  |  |  |  | % of Years with Lower Basin Surplus (% > 9.5maf/yr) |  | 18.02% | 18.02% | 1941 |  | 10.5
% of Yrs. Surplus (more than 9.5maf/yr) |  | 18.02% | 0% |  | Total Hoover Flood Release (maf) |  | 12.4643 | 12.4643 | 1942 |  | 10.4
Total Hoover Flood Release (maf) |  | 12.4643 | 0 |  | Average Annual Glen Canyon Dam Power Production (GWh/yr) |  | 4229.1349 | 4229.1349 | 1943 |  | 10.3
Average Hydropower Generation (GWh/yr) |  |  |  |  | Average Annual Hoover Dam Power Production (GWh/yr) |  | 3166.7826 | 3166.7826 | 1944 |  | 10.2
Glen Canyon Dam |  | 4229.1349 | 4229.1349 |  | Total Hydropower Production (GWh/yr) |  | 7395.9175 | 7395.9175 | 1945 |  | 10.1
Hoover Dam |  | 3166.7826 | 3166.7826 | [5 empty] | 1946 |  | 10
Total Hydropower Generation |  | 7395.9175 | 7395.9175 | [5 empty] | 1947 |  | 9.9
[9 empty] | 1948 |  | 9.8
[9 empty] | 1949 |  | 9.7
[9 empty] | 1950 |  | 9.6
[9 empty] | 1951 |  | 9.5
[9 empty] | 1952 |  | 9.4
[9 empty] | 1953 |  | 9.3
[9 empty] | 1954 |  | 9.2
[9 empty] | 1955 |  | 9.1
[9 empty] | 1956 |  | 9
1957
1958
1959
1960
1961
1962
1963
1964
1965
1966
1967
1968
1969
1970
1971
1972
1973
1974
1975
1976
1977
1978
1979
1980
1981
1982
1983
1984
1985
1986
1987
1988
1989
1990
1991
1992
1993
1994
1995
1996
1997
1998
1999
2000
2001
2002
2003
2004
2005
2006
Note on BA11: Niklas: do we want this mean of colo at imperial of mean of colo at lees ferry. Need to change valus on 'streamflow' page that colum 7 gets divided by accordingly.
Note on BA31: Niklas: see assumptions page cell __ for details on the application of cc factor
Note on BA32: Niklas: see assumptions page cell __ for details on the application of cc factor
Note on BA36: Niklas: see assumptions page cell __ for details on the application of evaporation cc factor
Note on BD25: El 1083 = Bottom of Power Pool El 1050 = Upper Intake for SNWA Water Supply El 1000 = Lower Intake for SNWA Water Supply El 895 = Top of Dead Pool
Note on BD27: El 1083 = Bottom of Power Pool El 1050 = Upper Intake for SNWA Water Supply El 1000 = Lower Intake for SNWA Water Supply El 895 = Top of Dead Pool
Note on BE25: El 1083 = Bottom of Power Pool El 1050 = Upper Intake for SNWA Water Supply El 1000 = Lower Intake for SNWA Water Supply El 895 = Top of Dead Pool
Note on BE27: El 1083 = Bottom of Power Pool El 1050 = Upper Intake for SNWA Water Supply El 1000 = Lower Intake for SNWA Water Supply El 895 = Top of Dead Pool
RUN SINGLE TRACE SCENARIOS
Run
Print Single Trace Controls & Results Table
1) Use the drop-down menus to Input your assumptions into CONTROLS.
Manually enter starting reservoir elevations, only if you wish to change them.
2) Use the drop-down menu to assign a starting year from the Colorado River hydrologic record.
3) Print commands send just one page/copy per execution.
4) If a problem occurs while processing, hit the “Escape” key then “End” from the dialogue box. Locate the Excel sheet tabs' navigation arrows at the lower left of the window, scroll the tabs to the left until reaching and selecting “Run Sims” to return to this page.
Print Reservoir Elevation Graphs
Select Start Year (1896-2006)
Previous Run Start Year
Single Trace Results for Projected Shortages by Year
Print Shortage Graphs
Print Hydropower Graphs
Print Evaporation Graphs
Print Lake Mead Releases Graphs
Single Trace Results for Projected Lake Mead Releases
Single Trace Results for Projected Reservoir Evaporation
Single Trace Results for Projected Hydorpower Generation
Single Trace Results Starting with Year
of the 1896-2006 Observed, Lees Ferry, Flow Record
Lake Mead 1
SHOW
HIDE
Lake Mead 2
SHOW
HIDE
Lake Powell 1
SHOW
HIDE
Lake Powell 2
SHOW
HIDE
Getting Started
CROSS
Introduction
Key Terms
Tutorial
Methodology
Validation
Advanced Users
Single Trace Simulations
ISM Simulations
Resources
Back to Top
Back to Top

## Run ISM
CONTROLS/RESULTS TRANSFER TABLE FOR ISM
[9 empty] | Percentages | Flow
|  |  |  | CONTROLS |  | Scenario 1 | Scenario 1
[8 empty] | 0% | Column1
|  |  |  | Mean of Colorado R. @ Lees Ferry (before effects of Climate Change, maf/yr) |  | 15 | 15 | 1% | 15
| Scenario | Scenario |  | Present Upper Basin Consumptive Use (maf/yr) |  | 4.65 | 4.65 | 2% | 14.9
CONTROLS | One | Two |  | Upper Basin Consumptive Use in 2060 (maf/yr) |  | 5.43 | 5.43 | 3% | 14.8
Starting Reservoir Elevation (msl) |  |  |  | % Reduce UB Consumption / Conservation 2008 |  | 0 | 0 | 4% | 14.7
Lake Powell | 3595 | 3595 |  | % Reduce UB Consumption / Conservation 2060 |  | 0% | 0% | 5% | 14.6
Lake Mead | 1114 | 1114 |  | % Reduce LB Consumption / Conservation 2008 |  | 0% | 0% | 6% | 14.5
Flow |  |  |  | % Reduce LB Consumption / Conservation 2060 |  | 0% | 0% | 7% | 14.4
Average Annual Flow (maf) | 15 | 15 |  | UB Flow below which UB shortages occur due to physical constraints |  | 13 | 13 | 8% | 14.3
Climate Change Adjustment |  |  |  | % Reduction of UB Consumption if Below Threshold Natural Flow |  | 5% | 5% | 9% | 14.2
Percent Reduction in 2008 | 0% | 0% |  | Buffering Capacity of Reservoirs Upstream of Lake Powell |  | 5% | 5% | 10% | 14.1
Percent Reduction in 2060 | 0% | 0% |  | Beginning elevation of Powell (feet) |  | 3595 | 3595 | 11% | 14
Percent Reduction in 2100 | 0% | 0% |  | Beginning elevation of Mead (feet) |  | 1114 | 1114 | 12% | 13.9
Percent Increase in Evaporation | 0% | 0% |  | Protect Powell El (ft) |  | 3370 | 3370 | 13% | 13.8
Conservation Adjustment |  |  |  |  | corresponding storage (maf) | 1.895 | 1.895 | 14% | 13.7
Percent Conserved Upper Basin 2008 | 0% | 0% |  | Protect Mead El 2007-2026 (ft) |  | 1000 | 1000 | 15% | 13.6
Percent Conserved Upper Basin 2060 | 0% | 0% |  |  | corresponding storage (maf) | 6.3666 | 6.3666 | 16% | 13.5
Percent Conserved Lower Basin 2008 | 0% | 0% |  | Protect Mead El 2027-2117 (ft) |  | 1000 | 1000 | 17% | 13.4
Percent Conserved Lower Basin 2060 | 0% | 0% |  |  | corresponding storage (maf) | 6.3666 | 6.3666 | 18% | 13.3
|  |  |  | 70R Elevation |  | 1195 | 1195 | 19% | 13.2
RESULTS |  |  |  | 70R surplus (% of storage over the 70R line that gets released) |  | 50% | 50% | 20% | 13.1
Average Flow (maf/year) |  |  |  | Initial Reduction from Climate Change (% in 2008) |  | 0% | 0% | 25% | 13
At Lees Ferry | 15.0036 | 14.3862 |  | Runoff Reduction from Climate Change (% by 2060) |  | 0% | 0% | 30% | 12.9
At Imperial Dam | 16.3169 | 16.3169 |  | Runoff Reduction from Climate Change (% by 2100) |  | 0% | 0% | 35% | 12.8
Average Reservoir Elevation (ft) |  |  |  | Lake Powell Pan Evaporation (inches/year) |  | 47.5 | 47.5 | 40% | 12.7
Lake Powell | 3623.077 | 3623.077 |  | Lake Mead Pan Evaporation (inches/year) |  | 78 | 78 | 45% | 12.6
Lake Mead | 1104.1755 | 1104.1755 |  | Evaporation Rate Increase from Climate Change (% by 2100) |  | 0% | 0% | 50% | 12.5
Average Reservoir Storage (maf) | [7 empty] | 55% | 12.4
Lake Powell | 16.922 | 16.922 | [5 empty] | 60% | 12.3
Lake Powell (aboave dead pool) | 15.027 | 15.027 |  | RESULTS |  | Scenario 1 | Scenario 1 |  | 12.2
Lake Mead | 14.9899 | 14.9899 |  | Average Annual Colorado R. @ Lees Ferry (maf/yr) |  | 15.0036 | 14.3862 |  | 12.1
Lake Mead (above SNWA intake) | 8.6199 | 8.6199 |  | Average Annual Colorado R. @ Imperial Dam (maf/yr) |  | 16.3169 | 16.3169 |  | 12
Average Annual Evaporation (maf/year) |  |  |  | Average Lake Powell Storage (maf) |  | 16.922 | 16.922 |  | 11.9
Lake Powell | 0.44251 | 0.44251 |  | Average Lake Powell Elevation (ft) |  | 3623.077 | 3623.077 |  | 11.8
Lake Mead | 0.62754 | 0.62754 |  | Average Lake Mead Storage (maf) |  | 14.9899 | 14.9899 |  | 11.7
Total | 1.07 | 1.07 |  | Average Lake Mead Elevation (ft) |  | 1104.1755 | 1104.1755 |  | 11.6
Glen Canyon Dam Releases |  |  |  | Average Annual Lake Powell Evap. (maf/yr) |  | 0.44251 | 0.44251 |  | 11.5
Average Annual Release (maf/yr) | 9.3297 | 9.3297 |  | Average Annual Lake Mead Evap. (maf/yr) |  | 0.62754 | 0.62754 |  | 11.4
Minimum 10 Year Release (maf) | 7.1053 | 7.1053 |  | Total Annual Average Evaporation (maf/yr) |  | 1.07 | 1.07 |  | 11.3
Upper Basin Shortages |  |  |  | Average Upper Basin Shortage (maf) |  | 0 | 0 |  | 11.2
Average UB Shortage (maf) | 0 | 0 |  | Average % of Occurance |  | 0% | 0% |  | 11.1
% of Years with an UB Shortage (%) | 0% | 0% |  | Average Annual Glen Canyon Release (maf/yr) |  | 9.3297 | 9.3297 |  | 11
Lower Basin Shortages |  |  |  | Minimum 10 Year Glen Canyon Release |  | 7.1053 | 7.1053 |  | 10.9
Average LB Shortage (maf) | 0.35723 | 0.35723 |  | Average Lower Basin Shortage (maf) |  | 0.35723 | 0.35723 |  | 10.8
% of Yrs. Shortage (less than 9.5 maf/yr) | 61.24% | 61.24% |  | % of Years with Lower Basin Shortage (% < 9.5 maf/yr) |  | 61.24% | 61.24% |  | 10.7
Hoover Dam Surplus/Flood Release |  |  |  | % of Years with Lower Basin Surplus (% > 9.5maf/yr) |  | 15.83% | 15.83% |  | 10.6
% of Yrs. Surplus (more than 9.5maf/yr) | 15.83% | 15.83% |  | Aerage LB Surplus (maf) |  | 2.4829 | 2.4829 |  | 10.5
Aerage Hoover Flood Release (maf) | 2.4829 | 2.4829 |  | Average Annual Glen Canyon Dam Power Production (GWh/yr) |  | 4150.7853 | 4150.7853 |  | 10.4
Average Hydropower Generation (GWh/yr) |  |  |  | Average Annual Hoover Dam Power Production (GWh/yr) |  | 3106.2835 | 3106.2835 |  | 10.3
Glen Canyon Dam | 4150.7853 | 4150.7853 |  | Total Hydropower Production (GWh/yr) |  | 7257.0688 | 7257.0688 |  | 10.2
Hoover Dam | 3106.2835 | 3106.2835 | [6 empty] | 10.1
Total Hydropower Generation | 7257.0688 | 7257.0688 | [6 empty] | 10
9.9
|  |  |  | DataDump Resuts |  | Scenario 1 | Scenario 1 |  | 9.8
|  |  |  | Average Annual Colorado R. @ Lees Ferry (maf/yr) |  | 0 | 0 |  | 9.7
|  |  |  | Average Annual Colorado R. @ Imperial Dam (maf/yr) |  | 16.3169 | 16.3169 |  | 9.6
|  |  |  | Average Lake Powell Storage (maf) |  | 16.922 | 16.922
|  |  |  | Average Lake Powell Elevation (ft) |  | 3623.077 | 3623.077
|  |  |  | Average Lake Mead Storage (maf) |  | 14.9899 | 14.9899
|  |  |  | Average Lake Mead Elevation (ft) |  | 1104.1755 | 1104.1755
|  |  |  | Average Annual Lake Powell Evap. (maf/yr) |  | 0.44251 | 0.44251
|  |  |  | Average Annual Lake Mead Evap. (maf/yr) |  | 0.62754 | 0.62754
|  |  |  | Total Annual Average Evaporation (maf/yr) |  | 1.07 | 1.07
|  |  |  | Average Upper Basin Shortage (maf) |  | 0 | 0
|  |  |  | Average % of Occurance |  | 0% | 0%
|  |  |  | Average Annual Glen Canyon Release (maf/yr) |  | 9.3297 | 9.3297
|  |  |  | Minimum 10 Year Glen Canyon Release |  | 7.1053 | 7.1053
|  |  |  | Average Lower Basin Shortage (maf) |  | 0.35723 | 0.35723
|  |  |  | % of Years with Lower Basin Shortage (% < 9.5 maf/yr) |  | 61.24% | 61.24%
|  |  |  | % of Years with Lower Basin Surplus (% > 9.5maf/yr) |  | 15.83% | 15.83%
|  |  |  | Aerage LB Surplus (maf) |  | 2.4829 | 2.4829
|  |  |  | Average Annual Glen Canyon Dam Power Production (GWh/yr) |  | 4150.7853 | 4150.7853
|  |  |  | Average Annual Hoover Dam Power Production (GWh/yr) |  | 3106.2835 | 3106.2835
|  |  |  | Total Hydropower Production (GWh/yr) |  | 7257.0688 | 7257.0688
2008
Note on AT11: Niklas: do we want this mean of colo at imperial of mean of colo at lees ferry. Need to change valus on 'streamflow' page that colum 7 gets divided by accordingly.
Note on AT31: Niklas: see assumptions page cell __ for details on the application of cc factor
Note on AT32: Niklas: see assumptions page cell __ for details on the application of cc factor
Note on AT36: Niklas: see assumptions page cell __ for details on the application of evaporation cc factor
Note on AW25: El 1083 = Bottom of Power Pool El 1050 = Upper Intake for SNWA Water Supply El 1000 = Lower Intake for SNWA Water Supply El 895 = Top of Dead Pool
Note on AW27: El 1083 = Bottom of Power Pool El 1050 = Upper Intake for SNWA Water Supply El 1000 = Lower Intake for SNWA Water Supply El 895 = Top of Dead Pool
Note on AX25: El 1083 = Bottom of Power Pool El 1050 = Upper Intake for SNWA Water Supply El 1000 = Lower Intake for SNWA Water Supply El 895 = Top of Dead Pool
Note on AX27: El 1083 = Bottom of Power Pool El 1050 = Upper Intake for SNWA Water Supply El 1000 = Lower Intake for SNWA Water Supply El 895 = Top of Dead Pool
RUN ISM SCENARIOS
Run Both
Print Single Trace Controls & Results Table
Run
Scenario 1
1) Input your assumptions into CONTROLS using the drop-down menus provided.
Manually enter starting reservoir elevations, only if you wish to change them.
2) Select which scenario you would like to run: Scenario 1, Scenario 2 or both.
3) Processing could take upwards of 45 seconds per scenario depending on your computer hardware.
4) Print commands send just one page/copy per execution.
5) If you would like to stop a scenario while processing, hit the “Escape” key then “End” from the dialogue box. Locate the Excel sheet tabs' navigation arrows at the lower left of the window. Scroll the tabs to the left until reaching and selecting “Run ISM” to return to this page.
Print Average Storage Graphs
Print Average Storage Graphs
ISM Results for Projected Average Shortages by Year
Print Shortage Graphs
Print Percentile Graphs
Print Hydropower Graphs
Print Evaporation Graphs
ISM Results for Projected Average Lake Mead Releases
ISM Results for Projected Average Reservoir Evaporation
ISM Results for Projected Average Hydorpower Generation
Print Hoover Dam Releases Graphs
Run
Scenario 2
Lake Mead 1
SHOW
HIDE
Lake Mead 2
SHOW
HIDE
Lake Powell 1
SHOW
HIDE
Lake Powell 2
SHOW
HIDE
Lake Mead 1
SHOW
HIDE
Lake Mead 2
SHOW
HIDE
Lake Powell 1
SHOW
HIDE
Lake Powell 2
SHOW
HIDE
SHOW
HIDE
SHOW
HIDE
10th Percentile
50th Percentile
90th Percentile
10th Percentile
50th Percentile
90th Percentile
Getting Started
CROSS
Introduction
Key Terms
Tutorial
Methodology
Validation
Advanced Users
Single Trace Simulations
ISM Simulations
Resources
Processing Scenario 1
Current Model Year
Back to Top
Back to Top

## Advanced Users
For those who wish to explore the inter-
workings of CROSS, here’s a brief intro-
duction to the rest of its core components
to get you quickly on your way. It’s assumed
that you’ve already covered the basics via
the Tutorial or using the Run Simulations
worksheet.
Inputs & Controls: Clicking the button above takes you to the main interface for CROSS, the Inputs & Controls worksheet. Everything that can be done from the Run Simulation sheet can be done here. In addition to the Controls accessible via the Run Simulation and Tutorial sheets, you will find several additional variables.
Upper Basin Consumption: CROSS allows you to change the default Upper Basin consumption projections from those provided by the Upper Colorado River Commission. You set a starting year (2008) amount and an amount for 2060 that CROSS will scale to. Consumption is assumed flat thereafter.
Reduction of Upper Basin Consumption due to natural flow constraints: You can adjust the low-flow threshold at which point CROSS reduces Upper Basin projected consumption by a user-selected percentage to accommodate the physical flow constraints during low water years.
Upper Basin Reservoir Buffering Capacity: Although CROSS does not directly simulate Upper Basin reservoir operations, it has a mechanism to decrease flows in high years, and increase flows in low years.
Reservoir Protect Elevations: CROSS will protect both Lake Powell and Lake Mead reservoirs from dropping below any user-selected level. Two separate protection periods are provided for Lake Mead to correspond with the interim period (2008-2026) for the Basin States’ plan for operating Lake Powell and Lake Mead during shortage conditions.
Surplus Releases: To accommodate the current Interim Surplus guidelines, CROSS sets a percentage of Lake Mead storage over the 70R threshold that is released from Hoover Dam
Reservoir Evaporation Rates: These can be changed from the current defaults used by Reclamation.
Should you choose to change any of these additional Controls, simulations run from the Run Simulation sheet will reflect those changes as well. A “Restore Default” button is provided if you wish to return all Controls to their original settings.
Assumptions: Specific information about the assumptions driving CROSS simulations is outlined in the Assumptions worksheet. Additionally, there are two additional controls that are set via this sheet: bank storage for Lake Powell and Lake Mead.
Single Trace Output Sheets: These sheets contain all the raw output for each year of the 111-year Single Trace scenarios. They are labeled “BSA1” and “BSA2” for the new operating rules that go into effect at the beginning of 2008. You will also see scenarios labled “NA1” and “NA2” for current operating rules, but only the BSA scenarios are used in the CROSS interface.
ISM Output Sheets: These sheets contain all the raw output from each of the 111 traces processed by the ISM. The summary statistics for all traces are in rows 5 through 115. The raw data for each trace begins at row 500 and runs through row 3500—with the 111 years running across the columns, and the key outputs repeated down the rows. These are labeled as “DataDump BSA1" and “DataDump BSA2” for the new 2008 operating rules used by CROSS in the main user interface. Again, you will find similar sheets labeled “DataDump NA1” and “DataDump NA2” for the 20007 operating rules, which are not available through the main user interface.
Streamflow: The raw streamflow data, 1896-2006 historic flow records, used by CROSS.
Reservoir Statistics: Sheet “Res. Evap.” contains the look-up table for reservoir surface area and water volume for corresponding Lake Powell and Lake Mead reservoir elevations.
All the sheets in this user interface are protected (no password), but none of the sheets outlined above and used by the simulator itself contain any protection.
We very much look forward to further improvements to CROSS. Whatever input you can provide through your more in-depth use of it would be greatly appreciated. Email us at cross@onthecolorado.org.
Go to CROSS
Inputs & Controls Worksheet
Getting Started
CROSS
Introduction
Key Terms
Tutorial
Methodology
Validation
Advanced Users
Single Trace Simulations
ISM Simulations
Resources
Back to Top

## Resources
As the reality of shortages for Colorado
River water users grows ever nearer, the
amount of research and reporting
dedicated to the topic is increasing. Here
you will find links to documents, articles
and reports relating to the growing
understanding of Colorado River flows
and the system set-up to manage them.
A useful overview was released in February, 2007 by the National Research Council,
“Co. River Basin Water Management: Evaluating and Adjusting to Hydroclimatic Variability.”
These NRC findings echo concerns raised by the Government Accountibility Office in its 1979 report,
"Colorado River Basin Water Problems and How to Reduce Impacts."
Even a half century ago, shortages were raised by the Colorado River Board of California during
Congressional hearings that led to the authorization of Glen Canyon Dam and other Upper Basin projects.
Now that preparing for shortages has finally made it to the policy arena, the debate has turned to how
much and when. The views contained in the documents below show quite a range of perspectives both on
how much water the Colorado River delivered in the past and how climate change may affect the flows
of the future. As CROSS illustrates, Reclamation employed a set of assumptions that are at the positive
end of the spectrum, and thus predict a smaller likelihood of shortages than had Reclamation used the
the findings of many of these researchers.
To learn more about Reclamation’s evaluation of the Basin States’ plan for operating Lake Powell and
Lake Mead under shortage conditions, a chronology is provided. Note that, while other alternatives
are presented in Reclamation’s analysis of this proposal, the Basin States’ proposal alone was the impetus
for the analysis and is the preferred alternative slated for approval by the Secretary of Interior later this
year.
You will also find links to the main laws, such as the Colordo River Compact, that govern the use of
Colorado River water.
UNDERSTANDING THE FLOWS OF THE PAST
1976 - Stockton and Jacoby
Long-term surface-water supply and streamflow trends in the upper Colorado River basin. National Science Foundation.
1991 - Dawdy
"Hydrology of Glen and Grand Canyon." National Research Council.
2000 - Hidalgo
"Alternative principal components regression procedures for dendrohydrologic reconstructions." Water Resources Research.
2003 - Woodhouse
"A 431-Yr Reconstruction of Western Colorado Snowpack from Tree Rings." Journal of Climate.
2004 - Piechota, et al.
"Streamflow variability and Reconstruction for the Colorado River Basin." American Society of Civil Engineers.
2005 - Woodhouse, et al.
"The twentieth-century pluvial in the western United States." American Geophysical Union.
2006 - Woodhouse, et al.
"Updated Streamflow Reconstructions for the Upper Colorado River Basin." Water Resources Research.
2007 - Herweijer, et al.
"North American Droughts of the last Millennium from a Gridded Network of Tree-Ring Data." Journal of Climate.
2007 - Meko, et al.
"Medieval Drought in the Upper Colorado River Basin." American Geophysical Union.
Gage Streamflow Data
1959 - US Geo. Survey (1896-1956)
1965 - Upper Co. River Commission (1914-1964)
2006 - Bur. of Reclamation (1906-2004)
Reconstructed Colorado Streamflow Data Using Tree Ring Analysis
1975 - Stockton & Jacoby
1990 - Michaelsen
2000 - Hildago
2006 - Woodhouse
2007 - Meko
Reservoir Studies
1960 - US Geological Survey
"Comprehensive Survey of Sedimentation in Lake Mead, 1948-49"
1986 - Bureau of Reclamation
"Lake Powell Evaporation"
1999 - Myers
"Water Balance of Lake Powell: an Assessment of Ground Water Seepage and Evaporation"
Reservoir Data
Reservoir Elevation and Storage Area Relationships for Powell & Mead
Reservoir Evaporation Coefficients for Powell & Mead
Historical Flows Below Lake Mead
CLIMATE CHANGE AND THE FLOWS OF THE FUTURE
1985 - Graf
"The Colorado River: Instability and Basin Management." Association of American Geographers.
1993 - Nash & Gleick
"The Colorado River Basin and Climatic Change: The Sensitivity of Streamflow and Water Supply to Variations in Temperature and Precipitation." Environmental Protection Agency.
1995 - Water Resources Bulletin
A special study on severe and sustained drought in the Colorado River basin. American Water Resources Association.
1997 - Miller
"Climate Variability, Climate Change, and Western Water." National Center for Atmospheric Research.
2003 - Gray, et al.
"Patterns and sources of multidecadal oscillations in drought-sensitive tree-ring records from the central and southern Rocky Mountains." Geophysical Research Letters.
2004 - Barnett, et al.
"The effects of climate change on the water resources of the west: Introduction and overview." Climate Change Journal.
2004 - Christensen, et al.
"The effects of climate change on the hydrology and water resources of the Colorado River basin." Climate Change Journal.
2004 - Cook, et al.
"Long-Term Aridity in the Western United States." Science.
2004 - Stewart, et al.
"Changes in snowmelt runoff timing in western North America under the 'business as usual' climate change scenario." Climate Change Journal.
2005 - McCabe & Clark
"Trends and Variability in Snowmelt Runoff in the Western United States." American Meteorological Society.
2004 - Piechoto, et al.
The Western U.S. Drought: How Bad Is It? Eos.
2005 - Milly, et al.
"Global pattern of trends in streamflow and water availibility in a changing climate." Nature.
2005 - Mote, et al.
"Declining Mountain Snowpack in Western Noth America." American Meteorological Society.
2005 - Webb, et al.
"Climatic Fluctuations, Drought, and Flow in the Colorado River Basin." US Geological Survey.
2006 - Tootle & Piechota
"Relationships between Pacific and Atlantic ocean sea surface temperatures and U.S. streamflow." Water Resources Research.
2007 - Christensen & Lettenmaier
"A multimodel ensemble approach to assessment of climate change impacts on the hydrology and water resources of the Colorado River basin." Hydrology and Earth Sciences.
2007 - Herweijer, et al.
North American Droughts of the last Millennium from a Gridded Network of Tree-Ring Data." Journal of Climate.
2007 - Hoerling & Eischeid
"Past Peak Water in the Southwest." Southwest Hydrology.
2007 - McCabe, et al.
"Asssociations of Decadal to Multidecadal Sea-Surface Temperature Variability with Upper Colorado River Flow." American Water Resources Association.
2007 - National Research Council
"Colorado River Basin Water Management: Evaluating and Adjusting to Hydroclimatic Variability." National Academy of Sciences.
2007 - Painter, et al.
"Impact of disturbed desert soils on duration of mountain snow cover." Geophysical Research Letters.
2007 - Seager, et al.
"Model projections of an imminent transition to a more arid climate in southwestern North America arid climate in southwestern North America." Science
CHRONOLOGY OF BASIN STATES’ PROPOSED SHORTAGE POLICY REVIEW BY RECLAMATION
May 2, 2005 - Interior Secretary Letter
Interior Press Release
To Basin States regarding the operations of Lake Powell and Lake Mead urging them to develop a consensus plan on managing Colorado River during drought.
June 15, 2005 - Federal Register Notice
Reclamation Press Release
Announcing the start of environmental review on plans to re-operate Lake Powell and Lake Mead under low reservoir conditions.
June 16 - 2005 Rocky Mountain News
Meetings to focus on Colorado River water pact: Comments will lead to seven-state sharing agreement.
July 18, 2005 - Conservation Before Shortage
Environmental Defense Press Release
A proposal by six national environmental groups to manage Colorado River water during times of shortages.
July 25, 2007 - The One-Dam Solution
Living Rivers Press Release
Proposal by 144 organizations to manage shortages on the Colorado River.
July 25, 2005 - Las Vegas Sun
Two-hour comment period on river set up.
July 26, 2005 - Reclamation presentation
At scoping meetings in Las Vegas and Salt Lake City.
July 28, 2005 - Las Vegas Review Journal
Future of Colorado River subject of meeting.
July 29, 2005 - Salt Lake Tribune
Bureau of Reclamation says it won't drain Lake Powell.
July 30, 2005 - Santa Fe New Mexican
Upper Colorado River basin residents weigh in on drought plan.
August 25, 2005 - Arizona Republic
Arizona braces for water war.
September 20, 2005 - Las Vegas Review Journal
States take wait-and-see approach: Nevada, Arizona, California won't touch surplus water while drought threat remains.
September 30, 2005 - Federal Register Notice
Reclamation Press Release
Announcing plans to cunduct an EIS on plans to re-operating Lake Powell and Lake Mead under low reservoir conditions.
October 2005 - Reclamation Fact Sheet No. 1
Development of Lower Basin Shortage Guidelines Coordinated and Management Strategies for Lake Powell and Lake Mead Under Low Reservoir Conditions
November 2005 - Reclamation Public Meeting Presentation
On coordinated management strategies for Lake Powell and Lake Mead under low reservoir conditions.
January 2006 - Reclamation's Public Involvement Plan
Development of Lower Basin Shortage Guidelines Coordinated and Management Strategies for Lake Powell and Lake Mead Under Low Reservoir Conditions
February 1, 2006 - Las Vegas Review Journal
Lake Mead Under Low Reservoir Conditions Lake Mead Under Low Reservoir Conditions.
February 6, 2006 - Basin States' governors' representatives' letter
To Interior Secretary Norton outlining their proposal for operating Lake Powell and Lake Mead under low reservoir conditions.
February 2006 - Reclamation: Fact Sheet No. 2
March 31, 2006 - Scoping Summary Report
Press Release: Reclamation
Federal Register Notice
Summary of public scoping comments and discussion of what will and will not be addressed by the EIS.
June 7, 2006 - Reclamation: Fact Sheet No. 3
Development of Lower Basin Shortage Guidelines Coordinated and Management Strategies for Lake Powell and Lake Mead Under Low Reservoir Conditions
July 7, 2006 - Conservation Before Shortage
Revised proposal by national environmental groups.
July 13, 2006 - Reclamation Matrix of Draft Alternatives
Table 2: Lake Mead Operational Diagram
Table 3: Lake Powell Operational Diagram
Summary of alternatives to be reviewed during the EIS process.
February 28, 2007 - Draft Environmental Impact Statement
Reclamation Press Release
Federal Register Notice
Development of Lower Basin Shortage Guidelines Coordinated and Management Strategies for Lake Powell and Lake Mead Under Low Reservoir Conditions
February 27, 2007 - Reclamation Fact Sheet No. 4
Development of Lower Basin Shortage Guidelines Coordinated and Management Strategies for Lake Powell and Lake Mead Under Low Reservoir Conditions
March 2007 - Reclamation Modeling Workshop Presentation
Discussion of the modeling mechanism used to evaluate the proposed alternatives in affecting Lake Powell and Lake Mead reservoir levels.
April 2007 - Reclamation public meeting presentation
Discussing the Draft EIS.
May 4, 2007 - Public Comments on Draft EIS
June 15, 2007 - Preferred Alternative Summary
Table 1: Matrix of Alternatives
Table 2: Lake Powell Operational Diagram
Table 3: Lake Mead Operational Diagram
For More Information
Reclamation web page
THE LAW OF THE RIVER
Doctrine of Prior Appropriation
1908 - Winters Doctrine
1922 - The Colorado River Compact
1928 - The Boulder Canyon Project Act
1929 - California Limitation Act
1931 - California Seven Party Agreement
1944 - Mexico Treaty
1973 - Minute 242 of the U.S.-Mexico International Boundary and Water Commission
1948 - Upper Basin Compact
1956 - Colorado River Storage Project Act
1963 & 1964 - Arizona v. California
1979 - Supplemental Decree
2006 - Consolidated Decree
1968 - Colorado River Basin Project Act
1970 - Operating Criteria for Colorado System Reservoirs
2001 - Interim Surplus Guidelines
2003 - Colorado River Water Delivery Agreement (QSA)
2005 - Amended Operating Criteria
2006 - Federal Register: implement interim guidelines for shortage criteria
1974 - Colorado River Basin Salinity Control Act
1992 - Grand Canyon Protection Act
Getting Started
CROSS
Introduction
Key Terms
Tutorial
Methodology
Validation
Advanced Users
Single Trace Simulations
ISM Simulations
Resources
Back to Top

## Processing
2008
2008
Processing Scenario 2
Current Model Year
CROSS
Processing Scenario 1
Current Model Year
CROSS

## Active Storage
Year | NA1-Pow | NA1-Mead | NA2-Pow | NA2-Mead | BS1-Pow | BS1-Mead | BS2-Pow | BS2-Mead | ISMN1 | P. NA1 10 | P. NA1 50 | P. NA1 90 | M. NA1 10 | M. NA1 50 | M. NA1 90 | ISM NA2 | P. NA2 10 | P. NA2 50 | P. NA2 90 | M. NA2 10 | M. NA2 50 | M. NA2 90 | ISM BSA1 | P. BS1 10 | P. BS1 50 | P. BS1 90 | M. BS1 10 | M. BS1 50 | M. BS1 90 | ISM BS2 | P. BS2 10 | P. BS2 50 | P. BS2 90 | M. BS2 10 | M. BS2 50 | M. BS2 90 | Single Trace Total volumes | NA1 | NA2 | BS1 | BS2 | ISM total Volumes | NA1 10 | NA1 50 | NA1 90 | NA2 10 | NA2 50 | NA2 90 | BS1 10 | BS1 50 | BS1 90 | BS2 10 | BS2 50 | BS2 90 | Hydropower | P NA1 | M NA1 | P NA2 | M NA2 | P BSA1 | M BSA 1 | P BSA2 | M BSA2 | ISM Hydorpower | P NA1 | M NA1 | P NA2 | M NA2 | P BSA1 | M BSA 1 | P BSA2 | M BSA2 | ISM Mean | P. BS1 | M. BS1 | P. BS2 | M. BS2 | Total | BSA 1 | BSA2
2007 | 13.24 | 8.73 | 13.24 | 8.7341 | 11.2792 | 8.4475 | 11.2792 | 8.4475 |  | 13.24 | 13.24 | 13.24 | 8.73 | 8.73 | 8.73 |  | 13.24 | 13.24 | 13.24 | 8.73 | 8.73 | 8.73 |  | 13.2402 | 13.2402 | 13.2402 | 8.4475 | 8.4475 | 8.4475 |  | 13.2402 | 13.2402 | 13.2402 | 8.4475 | 8.4475 | 8.4475 |  | 21.97 | 21.9741 | 19.7267 | 19.7267 |  | 21.97 | 21.97 | 21.97 | 21.97 | 21.97 | 21.97 | 21.6877 | 21.6877 | 21.6877 | 21.6877 | 21.6877 | 21.6877 | [19 empty] | 11.2792 | 8.4475 | 11.2792 | 8.4475 |  | 19.7267 | 19.7267
2008 | 11.0449 | 3.1799 | 10.771 | 7.2291 | 9.7104 | 6.656 | 9.7104 | 6.656 |  | 10.606 | 15.0697 | 15.9325 | -6.37 | -6.37 | 7.7373 |  | 10.4218 | 14.7062 | 15.8758 | -6.37 | -6.37 | 7.2319 |  | 9.1208 | 13.0452 | 15.1952 | 6.5298 | 7.391 | 10.7382 |  | 9.1208 | 13.0452 | 15.1952 | 6.5298 | 7.391 | 10.7382 |  | 14.2248 | 18.0001 | 16.3663 | 16.3663 |  | 4.236 | 8.6997 | 23.6698 | 4.0518 | 8.3362 | 23.1077 | 15.6506 | 20.4362 | 25.9333 | 15.6506 | 20.4362 | 25.9333 |  | 11.3679 | 12.8181 | 3.4671 | 4.1809 | 3.042 | 3.8417 | 3.042 | 3.8417 |  | 0 | 0.0004 | 0.0005 | 0.00055766 | 3.7194 | 3.8988 | 3.7194 | 3.8988 |  | 12.6478 | 7.9719 | 12.6478 | 7.9719 |  | 20.6197 | 20.6197
2009 | 2.5868 | 3.1799 | 15.0831 | 5.7664 | 14.1312 | 5.6882 | 14.1312 | 5.6882 |  | 9.6399 | 15.9588 | 17.5226 | -6.37 | -6.37 | 7.8848 |  | 9.4469 | 15.7526 | 16.9539 | -6.37 | -6.37 | 6.5481 |  | 8.1552 | 14.3789 | 16.2552 | 4.877 | 6.556 | 12.5369 |  | 8.1552 | 14.3789 | 16.2552 | 4.877 | 6.556 | 12.5369 |  | 5.7667 | 20.8495 | 19.8194 | 19.8194 |  | 3.2699 | 9.5888 | 25.4074 | 3.0769 | 9.3826 | 23.502 | 13.0323 | 20.9348 | 28.7922 | 13.0323 | 20.9348 | 28.7922 |  | 11.3679 | 12.8181 | 3.5309 | 4.0258 | 3.4521 | 3.7063 | 3.4521 | 3.7063 |  | 0 | 0.00048049 | 0.0005 | 0.00059972 | 3.9788 | 3.8766 | 3.9788 | 3.8766 |  | 13.4547 | 7.8917 | 13.4547 | 7.8917 |  | 21.3465 | 21.3465
2010 | -1.3702 | 3.1799 | 15.6144 | 4.3432 | 13.9741 | 5.5021 | 13.9741 | 5.5021 |  | 8.454 | 16.1529 | 18.4291 | -6.37 | -6.37 | 8.1093 |  | 8.5958 | 15.9795 | 17.5338 | -6.37 | -6.37 | 6.3033 |  | 8.0648 | 14.1792 | 17.3056 | 3.5665 | 6.413 | 14.0497 |  | 8.0648 | 14.1792 | 17.3056 | 3.5665 | 6.413 | 14.0497 |  | 1.8097 | 19.9576 | 19.4762 | 19.4762 |  | 2.084 | 9.7829 | 26.5384 | 2.2258 | 9.6095 | 23.8371 | 11.6314 | 20.5921 | 31.3553 | 11.6314 | 20.5921 | 31.3553 |  | 11.3679 | 12.8181 | 3.7073 | 3.8708 | 3.9556 | 3.6471 | 3.9556 | 3.6471 |  | 0 | 0.00072266 | 0.0005 | 0.00071605 | 4.2037 | 3.8405 | 4.2037 | 3.8405 |  | 13.7659 | 8.1726 | 13.7659 | 8.1726 |  | 21.9386 | 21.9386
2011 | -1.2324 | 2.6799 | 16.6791 | 4.7818 | 16.1692 | 4.7306 | 16.1692 | 4.7306 |  | 8.8521 | 16.4699 | 19.8056 | -6.37 | -6.37 | 8.1932 |  | 9.1459 | 16.454 | 18.6865 | -6.37 | -6.37 | 6.0511 |  | 8.2053 | 15.1202 | 18.4535 | 2.6719 | 6.59 | 15.3744 |  | 8.2053 | 15.1202 | 18.4535 | 2.6719 | 6.59 | 15.3744 |  | 1.4475 | 21.4608 | 20.8998 | 20.8998 |  | 2.4821 | 10.0999 | 27.9988 | 2.7759 | 10.084 | 24.7377 | 10.8773 | 21.7102 | 33.8279 | 10.8773 | 21.7102 | 33.8279 |  | 13.8381 | 12.1275 | 4.377 | 3.6253 | 3.7601 | 3.6005 | 3.7601 | 3.6005 |  | 0 | 0.00085066 | 0.0005 | 0.00094095 | 4.1835 | 3.6108 | 4.1835 | 3.6108 |  | 14.0669 | 8.3541 | 14.0669 | 8.3541 |  | 22.421 | 22.421
2012 | -1.936 | 3.1799 | 16.6379 | 3.8755 | 15.4292 | 4.9612 | 15.4292 | 4.9612 |  | 8.8518 | 16.6798 | 20.6085 | -6.37 | -6.37 | 7.2413 |  | 9.1463 | 16.6102 | 19.3334 | -6.37 | -6.37 | 5.7805 |  | 7.7101 | 14.8881 | 19.1424 | 2.4254 | 6.0889 | 17.8496 |  | 7.7101 | 14.8881 | 19.1424 | 2.4254 | 6.0889 | 17.8496 |  | 1.2439 | 20.5134 | 20.3904 | 20.3904 |  | 2.4818 | 10.3098 | 27.8498 | 2.7763 | 10.2402 | 25.1139 | 10.1356 | 20.9771 | 36.992 | 10.1356 | 20.9771 | 36.992 |  | 11.3679 | 12.8181 | 3.7898 | 3.5993 | 4.0869 | 3.4211 | 4.0869 | 3.4211 |  | 0 | 0.00095058 | 0.0005 | 0.00096566 | 4.2076 | 3.5309 | 4.2076 | 3.5309 |  | 14.3292 | 8.59 | 14.3292 | 8.59 |  | 22.9191 | 22.9191
2013 | -1.6389 | 2.6799 | 16.8938 | 2.9941 | 14.9996 | 5.1851 | 14.9996 | 5.1851 |  | 8.6787 | 16.8611 | 21.2097 | -6.37 | -6.37 | 7.589 |  | 8.823 | 16.8356 | 21.0567 | -6.37 | -6.37 | 5.7029 |  | 7.9794 | 14.8793 | 20.5473 | 2.5554 | 6.0163 | 18.1111 |  | 7.9794 | 14.8793 | 20.5473 | 2.5554 | 6.0163 | 18.1111 |  | 1.041 | 19.888 | 20.1847 | 20.1847 |  | 2.3087 | 10.4911 | 28.7987 | 2.453 | 10.4656 | 26.7596 | 10.5349 | 20.8956 | 38.6584 | 10.5349 | 20.8956 | 38.6584 |  | 11.3679 | 12.1275 | 3.7973 | 3.4997 | 4.0459 | 3.4413 | 4.0459 | 3.4413 |  | 0 | 0.0012147 | 0 | 0.0010764 | 4.2645 | 3.5541 | 4.2645 | 3.5541 |  | 14.483 | 8.7948 | 14.483 | 8.7948 |  | 23.2778 | 23.2778
2014 | -5.1718 | 2.6799 | 13.6969 | 2.1422 | 11.0506 | 5.0124 | 11.0506 | 5.0124 |  | 8.8405 | 17.0488 | 21.7531 | -6.37 | -6.37 | 7.38 |  | 8.9652 | 17.0504 | 21.4391 | -6.37 | -6.37 | 5.5872 |  | 8.2166 | 14.9898 | 21.1442 | 2.322 | 5.8957 | 18.4829 |  | 8.2166 | 14.9898 | 21.1442 | 2.322 | 5.8957 | 18.4829 |  | -2.4919 | 15.839 | 16.063 | 16.063 |  | 2.4705 | 10.6788 | 29.1331 | 2.5952 | 10.6804 | 27.0263 | 10.5386 | 20.8854 | 39.6271 | 10.5386 | 20.8854 | 39.6271 |  | 11.3679 | 12.1275 | 3.6997 | 0 | 3.8695 | 3.5963 | 3.8695 | 3.5963 |  | 0 | 0.0014274 | 0 | 0.0012052 | 4.3164 | 3.6846 | 4.3164 | 3.6846 |  | 14.6292 | 8.9294 | 14.6292 | 8.9294 |  | 23.5586 | 23.5586
2015 | -0.53119 | 2.6799 | 15.0586 | 1.3198 | 11.7547 | 5.2362 | 11.7547 | 5.2362 |  | 9.4029 | 16.6451 | 21.8271 | -6.37 | -6.37 | 7.7755 |  | 9.6186 | 16.7115 | 21.6791 | -6.37 | -6.37 | 5.6592 |  | 8.6672 | 14.9606 | 21.7038 | 2.5512 | 6.2318 | 18.4828 |  | 8.6672 | 14.9606 | 21.7038 | 2.5512 | 6.2318 | 18.4828 |  | 2.1487 | 16.3784 | 16.991 | 16.991 |  | 3.0329 | 10.2751 | 29.6026 | 3.2486 | 10.3415 | 27.3383 | 11.2184 | 21.1924 | 40.1867 | 11.2184 | 21.1924 | 40.1867 |  | 11.3679 | 12.1275 | 3.6397 | 0 | 3.7423 | 3.4454 | 3.7423 | 3.4454 |  | 0 | 0.0014783 | 0 | 0.001311 | 4.3022 | 3.6704 | 4.3022 | 3.6704 |  | 14.8163 | 8.9814 | 14.8163 | 8.9814 |  | 23.7977 | 23.7977
2016 | 0.16271 | 2.6799 | 17.1161 | 0.52348 | 13.1667 | 5.0613 | 13.1667 | 5.0613 |  | 8.7964 | 16.7557 | 21.867 | -6.37 | -6.37 | 7.6553 |  | 9.2811 | 16.843 | 22.4567 | -6.37 | -6.37 | 5.4849 |  | 8.5509 | 15.1622 | 21.8331 | 2.2545 | 6.4543 | 19.4192 |  | 8.5509 | 15.1622 | 21.8331 | 2.2545 | 6.4543 | 19.4192 |  | 2.8426 | 17.6396 | 18.228 | 18.228 |  | 2.4264 | 10.3857 | 29.5223 | 2.9111 | 10.473 | 27.9415 | 10.8054 | 21.6166 | 41.2522 | 10.8054 | 21.6166 | 41.2522 |  | 11.3679 | 12.1275 | 3.7523 | 0 | 3.8325 | 3.6048 | 3.8325 | 3.6048 |  | 0 | 0.0016434 | 0 | 0.0013028 | 4.3784 | 3.5866 | 4.3784 | 3.5866 |  | 14.8499 | 9.1239 | 14.8499 | 9.1239 |  | 23.9739 | 23.9739
2017 | -0.9463 | 2.6799 | 18.0259 | 1.275 | 14.8735 | 4.8909 | 14.8735 | 4.8909 |  | 9.0299 | 16.8062 | 21.8859 | 4.1211 | 2.3354 | 7.5178 |  | 9.6373 | 17.0298 | 22.8619 | 4.0624 | 2.3069 | 4.9927 |  | 8.4118 | 15.511 | 21.8538 | 2.0066 | 5.995 | 19.7125 |  | 8.4118 | 15.511 | 21.8538 | 2.0066 | 5.995 | 19.7125 |  | 1.7336 | 19.3009 | 19.7644 | 19.7644 |  | 13.1511 | 19.1416 | 29.4037 | 13.6996 | 19.3367 | 27.8546 | 10.4184 | 21.5059 | 41.5662 | 10.4184 | 21.5059 | 41.5662 |  | 13.4579 | 12.1275 | 4.5717 | 0 | 3.9556 | 3.5879 | 3.9556 | 3.5879 |  | 0 | 0.001846 | 0 | 0.0010513 | 4.3584 | 3.5981 | 4.3584 | 3.5981 |  | 14.9174 | 9.195 | 14.9174 | 9.195 |  | 24.1124 | 24.1124
2018 | -1.6658 | 2.6578 | 18.252 | 4.4719 | 17.4911 | 5.8914 | 17.4911 | 5.8914 |  | 8.882 | 17.2013 | 21.9021 | 4.2357 | 2.286 | 7.3533 |  | 9.6255 | 17.4005 | 23.6487 | 4.2936 | 2.2746 | 5.2719 |  | 8.9449 | 15.53 | 21.8985 | 2.3169 | 6.3572 | 20.0979 |  | 8.9449 | 15.53 | 21.8985 | 2.3169 | 6.3572 | 20.0979 |  | 0.99205 | 22.7239 | 23.3825 | 23.3825 |  | 13.1178 | 19.4873 | 29.2555 | 13.9191 | 19.6751 | 28.9206 | 11.2618 | 21.8872 | 41.9964 | 11.2618 | 21.8872 | 41.9964 |  | 17.3735 | 12.097 | 5.9311 | 0 | 4.5896 | 3.4651 | 4.5896 | 3.4651 |  | 0 | 0.0022709 | 0 | 0.0011813 | 4.3789 | 3.6778 | 4.3789 | 3.6778 |  | 14.9368 | 9.2649 | 14.9368 | 9.2649 |  | 24.2017 | 24.2017
2019 | -1.4887 | 2.9207 | 18.4234 | 10.8796 | 17.7006 | 12.4776 | 17.7006 | 12.4776 |  | 8.9739 | 17.241 | 21.9031 | 4.2471 | 2.2983 | 7.8689 |  | 9.3702 | 17.4077 | 24.0265 | 4.2736 | 2.335 | 4.896 |  | 8.9997 | 15.7202 | 21.9011 | 2.1481 | 6.0514 | 20.0948 |  | 8.9997 | 15.7202 | 21.9011 | 2.1481 | 6.0514 | 20.0948 |  | 1.432 | 29.303 | 30.1782 | 30.1782 |  | 13.221 | 19.5393 | 29.772 | 13.6438 | 19.7427 | 28.9225 | 11.1478 | 21.7716 | 41.9959 | 11.1478 | 21.7716 | 41.9959 |  | 21.0609 | 12.4601 | 7.3295 | 3.9198 | 7.2326 | 3.8537 | 7.2326 | 3.8537 |  | 0 | 0.0029863 | 0 | 0.0013416 | 4.3816 | 3.5981 | 4.3816 | 3.5981 |  | 14.9429 | 9.3267 | 14.9429 | 9.3267 |  | 24.2696 | 24.2696
2020 | -3.3071 | 2.8488 | 17.1004 | 9.3998 | 16.3075 | 11.7874 | 16.3075 | 11.7874 |  | 9.1777 | 17.2292 | 21.9032 | 4.2652 | 2.3241 | 7.4453 |  | 9.7124 | 17.486 | 24.1576 | 4.2478 | 2.3616 | 5.2149 |  | 8.3207 | 15.2334 | 21.9012 | 2.1837 | 6.2832 | 19.713 |  | 8.3207 | 15.2334 | 21.9012 | 2.1837 | 6.2832 | 19.713 |  | -0.45825 | 26.5002 | 28.0949 | 28.0949 |  | 13.4429 | 19.5533 | 29.3484 | 13.9602 | 19.8476 | 29.3725 | 10.5044 | 21.5166 | 41.6143 | 10.5044 | 21.5166 | 41.6143 |  | 11.3679 | 12.3608 | 3.8573 | 4.3815 | 3.8086 | 4.0719 | 3.8086 | 4.0719 |  | 0 | 0.0029316 | 0 | 0.0013383 | 4.3713 | 3.4813 | 4.3713 | 3.4813 |  | 14.9521 | 9.4103 | 14.9521 | 9.4103 |  | 24.3624 | 24.3624
2021 | 1.5763 | 2.6416 | 18.638 | 14.1572 | 18.8456 | 16.4724 | 18.8456 | 16.4724 |  | 9.1705 | 17.2208 | 21.9034 | 4.303 | 2.2236 | 8.0397 |  | 10.068 | 17.6202 | 24.179 | 4.3902 | 2.2397 | 4.8846 |  | 8.4864 | 15.2006 | 21.9011 | 2.2006 | 6.1984 | 19.7258 |  | 8.4864 | 15.2006 | 21.9011 | 2.2006 | 6.1984 | 19.7258 |  | 4.2179 | 32.7952 | 35.318 | 35.318 |  | 13.4735 | 19.4444 | 29.9431 | 14.4582 | 19.8599 | 29.0636 | 10.687 | 21.399 | 41.6269 | 10.687 | 21.399 | 41.6269 |  | 17.246 | 12.0746 | 6.8515 | 4.5137 | 6.3122 | 4.1051 | 6.3122 | 4.1051 |  | 0 | 0.0030043 | 0 | 0.0014025 | 4.3458 | 3.5904 | 4.3458 | 3.5904 |  | 15.004 | 9.4518 | 15.004 | 9.4518 |  | 24.4558 | 24.4558
2022 | -1.5068 | 2.8594 | 18.9143 | 13.6442 | 19.1727 | 16.2714 | 19.1727 | 16.2714 |  | 9.0736 | 17.0993 | 21.9038 | 4.3491 | 2.2158 | 7.0761 |  | 9.63 | 17.7295 | 24.1773 | 4.4206 | 2.2275 | 4.6027 |  | 8.4746 | 15.3127 | 21.8913 | 2.4707 | 5.9191 | 19.7185 |  | 8.4746 | 15.3127 | 21.8913 | 2.4707 | 5.9191 | 19.7185 |  | 1.3526 | 32.5585 | 35.4441 | 35.4441 |  | 13.4226 | 19.3151 | 28.9799 | 14.0506 | 19.9571 | 28.7799 | 10.9453 | 21.2318 | 41.6098 | 10.9453 | 21.2318 | 41.6098 |  | 12.3881 | 12.3754 | 4.3476 | 4.6915 | 4.3324 | 4.5531 | 4.3324 | 4.5531 |  | 0 | 0.0028834 | 0 | 0.0013771 | 4.3539 | 3.5306 | 4.3539 | 3.5306 |  | 15.0315 | 9.5101 | 15.0315 | 9.5101 |  | 24.5416 | 24.5416
2023 | -1.5049 | 3.51 | 19.0897 | 13.6658 | 19.9311 | 15.7722 | 19.9311 | 15.7722 |  | 9.1427 | 17.5184 | 21.9044 | 4.3466 | 2.1947 | 7.6396 |  | 9.96 | 17.8492 | 24.1578 | 4.3961 | 2.1932 | 4.142 |  | 8.4975 | 15.4671 | 21.8909 | 2.4723 | 6.4405 | 19.7205 |  | 8.4975 | 15.4671 | 21.8909 | 2.4723 | 6.4405 | 19.7205 |  | 2.0051 | 32.7555 | 35.7033 | 35.7033 |  | 13.4893 | 19.7131 | 29.544 | 14.3561 | 20.0424 | 28.2997 | 10.9698 | 21.9076 | 41.6114 | 10.9698 | 21.9076 | 41.6114 |  | 12.8686 | 13.2741 | 4.5794 | 4.6733 | 4.3069 | 4.6531 | 4.3069 | 4.6531 |  | 0 | 0.0029294 | 0 | 0.0014012 | 4.323 | 3.3982 | 4.323 | 3.3982 |  | 15.1162 | 9.524 | 15.1162 | 9.524 |  | 24.6402 | 24.6402
2024 | -1.5183 | 4.4441 | 20.2591 | 15.8414 | 21.5418 | 17.7618 | 21.5418 | 17.7618 |  | 9.7376 | 17.6681 | 21.9048 | 4.3543 | 2.1445 | 6.9572 |  | 10.3064 | 17.9889 | 24.1392 | 4.3654 | 2.2006 | 4.1194 |  | 7.9827 | 15.9241 | 21.8968 | 1.8721 | 6.3889 | 19.8965 |  | 7.9827 | 15.9241 | 21.8968 | 1.8721 | 6.3889 | 19.8965 |  | 2.9258 | 36.1005 | 39.3036 | 39.3036 |  | 14.0919 | 19.8126 | 28.8619 | 14.6718 | 20.1896 | 28.2585 | 9.8548 | 22.3131 | 41.7933 | 9.8548 | 22.3131 | 41.7933 |  | 18.0725 | 14.5644 | 5.914 | 4.7553 | 5.7496 | 4.6144 | 5.7496 | 4.6144 |  | 0 | 0.0029114 | 0 | 0.0013625 | 4.2523 | 3.2803 | 4.2523 | 3.2803 |  | 15.3521 | 9.3542 | 15.3521 | 9.3542 |  | 24.7063 | 24.7063
2025 | -1.8649 | 3.4297 | 19.8111 | 15.308 | 21.2544 | 17.3365 | 21.2544 | 17.3365 |  | 9.7962 | 17.7052 | 21.9047 | 4.3583 | 2.1594 | 7.1518 |  | 10.3812 | 18.1506 | 24.1462 | 4.3606 | 2.2106 | 4.6617 |  | 8.3689 | 16.3923 | 21.9012 | 1.5051 | 6.3038 | 20.1267 |  | 8.3689 | 16.3923 | 21.9012 | 1.5051 | 6.3038 | 20.1267 |  | 1.5649 | 35.1191 | 38.5909 | 38.5909 |  | 14.1545 | 19.8646 | 29.0565 | 14.7418 | 20.3612 | 28.8079 | 9.8739 | 22.6961 | 42.0279 | 9.8739 | 22.6961 | 42.0279 |  | 12.4822 | 13.1632 | 4.6428 | 4.8146 | 4.6241 | 4.6714 | 4.6241 | 4.6714 |  | 0 | 0.0028896 | 0 | 0.0013623 | 4.266 | 3.107 | 4.266 | 3.107 |  | 15.574 | 9.1827 | 15.574 | 9.1827 |  | 24.7567 | 24.7567
2026 | -1.8926 | 7.088 | 22.3002 | 17.903 | 21.853 | 20.1329 | 21.853 | 20.1329 |  | 9.7314 | 17.6776 | 21.9047 | 4.3602 | 2.1194 | 7.0629 |  | 10.4593 | 18.3528 | 24.1247 | 4.3387 | 2.2262 | 4.7691 |  | 8.5898 | 16.9146 | 21.9014 | 1.3897 | 5.3769 | 20.1329 |  | 8.5898 | 16.9146 | 21.9014 | 1.3897 | 5.3769 | 20.1329 |  | 5.1954 | 40.2032 | 41.9859 | 41.9859 |  | 14.0916 | 19.7969 | 28.9676 | 14.798 | 20.579 | 28.8938 | 9.9795 | 22.2914 | 42.0344 | 9.9795 | 22.2914 | 42.0344 |  | 21.197 | 18.2163 | 6.2239 | 4.9248 | 7.2648 | 5.8489 | 7.2648 | 5.8489 |  | 0 | 0.0028597 | 0 | 0.00136 | 4.2802 | 3.0542 | 4.2802 | 3.0542 |  | 15.7837 | 9.076 | 15.7837 | 9.076 |  | 24.8596 | 24.8596
2027 | -1.8948 | 3.8299 | 21.706 | 17.1938 | 21.9008 | 18.4895 | 21.9008 | 18.4895 |  | 9.8483 | 17.8738 | 21.9047 | 4.3642 | 2.1442 | 7.6225 |  | 10.8067 | 18.4062 | 24.0969 | 4.3591 | 2.2092 | 4.9429 |  | 8.4309 | 17.1684 | 21.901 | 0.96205 | 6.5863 | 20.0198 |  | 8.4309 | 17.1684 | 21.901 | 0.96205 | 6.5863 | 20.0198 |  | 1.9351 | 38.8998 | 40.3903 | 40.3903 |  | 14.2124 | 20.0179 | 29.5272 | 15.1659 | 20.6154 | 29.0398 | 9.3929 | 23.7546 | 41.9208 | 9.3929 | 23.7546 | 41.9208 |  | 12.0446 | 13.716 | 4.6499 | 4.9468 | 4.2998 | 5.0228 | 4.2998 | 5.0228 |  | 0 | 0.0028372 | 0 | 0.0013584 | 4.3169 | 2.9892 | 4.3169 | 2.9892 |  | 15.9274 | 9.0131 | 15.9274 | 9.0131 |  | 24.9405 | 24.9405
2028 | -1.895 | 5.9381 | 23.516 | 18.5075 | 21.9047 | 20.0776 | 21.9047 | 20.0776 |  | 9.8606 | 17.9056 | 21.9047 | 4.3627 | 2.143 | 7.4157 |  | 10.5299 | 18.6202 | 24.1393 | 4.3284 | 2.2187 | 5.3538 |  | 8.991 | 17.5844 | 21.9004 | 0.71466 | 6.8124 | 20.0549 |  | 8.991 | 17.5844 | 21.9004 | 0.71466 | 6.8124 | 20.0549 |  | 4.0432 | 42.0235 | 41.9823 | 41.9823 |  | 14.2233 | 20.0486 | 29.3204 | 14.8583 | 20.8389 | 29.4932 | 9.7057 | 24.3968 | 41.9552 | 9.7057 | 24.3968 | 41.9552 |  | 18.6817 | 16.628 | 5.782 | 5.2947 | 6.707 | 6.0873 | 6.707 | 6.0873 |  | 0 | 0.0030781 | 0 | 0.0013463 | 4.3402 | 3.0341 | 4.3402 | 3.0341 |  | 16.0274 | 8.9772 | 16.0274 | 8.9772 |  | 25.0046 | 25.0046
2029 | -1.895 | 11.457 | 24.2419 | 20.078 | 21.905 | 20.1094 | 21.905 | 20.1094 |  | 9.8399 | 17.9775 | 21.9046 | 4.3346 | 2.1343 | 7.5878 |  | 11.0421 | 18.667 | 24.1138 | 4.2406 | 2.2187 | 5.6064 |  | 9.0131 | 17.3806 | 21.9027 | 0.51129 | 6.8905 | 19.7451 |  | 9.0131 | 17.3806 | 21.9027 | 0.51129 | 6.8905 | 19.7451 |  | 9.562 | 44.3198 | 42.0143 | 42.0143 |  | 14.1745 | 20.1118 | 29.4924 | 15.2827 | 20.8857 | 29.7202 | 9.5244 | 24.2711 | 41.6478 | 9.5244 | 24.2711 | 41.6478 |  | 24.8068 | 24.2511 | 8.6977 | 7.8285 | 8.9085 | 8.9652 | 8.9085 | 8.9652 |  | 0 | 0.0030067 | 0 | 0.0013322 | 4.3514 | 2.9998 | 4.3514 | 2.9998 |  | 16.1033 | 8.9941 | 16.1033 | 8.9941 |  | 25.0973 | 25.0973
2030 | -1.895 | 4.3402 | 24.3 | 18.9855 | 21.905 | 19.498 | 21.905 | 19.498 |  | 9.819 | 18.3845 | 21.9038 | 4.1929 | 2.1052 | 7.6892 |  | 10.7257 | 18.8904 | 24.089 | 4.1923 | 2.2072 | 5.4633 |  | 9.2486 | 17.3878 | 21.9011 | 0.49939 | 7.607 | 19.7403 |  | 9.2486 | 17.3878 | 21.9011 | 0.49939 | 7.607 | 19.7403 |  | 2.4452 | 43.2854 | 41.403 | 41.403 |  | 14.0119 | 20.4898 | 29.5931 | 14.918 | 21.0976 | 29.5523 | 9.748 | 24.9948 | 41.6415 | 9.748 | 24.9948 | 41.6415 |  | 14.1094 | 14.4208 | 5.1515 | 5.624 | 5.067 | 5.3121 | 5.067 | 5.3121 |  | 0 | 0.0029442 | 0 | 0.0013114 | 4.3487 | 3.0003 | 4.3487 | 3.0003 |  | 16.1803 | 9.0069 | 16.1803 | 9.0069 |  | 25.1872 | 25.1872
2031 | -2.5408 | 2.8508 | 22.8927 | 18.1008 | 21.2592 | 18.8022 | 21.2592 | 18.8022 |  | 9.8004 | 18.2497 | 21.9036 | 4.1877 | 2.071 | 7.6888 |  | 10.6312 | 18.9239 | 24.1067 | 4.175 | 2.1542 | 6.2417 |  | 9.1154 | 17.3462 | 21.901 | 0.49675 | 7.7871 | 19.7333 |  | 9.1154 | 17.3462 | 21.901 | 0.49675 | 7.7871 | 19.7333 |  | 0.30994 | 40.9935 | 40.0614 | 40.0614 |  | 13.988 | 20.3207 | 29.5924 | 14.8062 | 21.078 | 30.3484 | 9.6121 | 25.1333 | 41.6344 | 9.6121 | 25.1333 | 41.6344 |  | 11.3679 | 12.3635 | 4.5569 | 5.1125 | 4.0675 | 4.5176 | 4.0675 | 4.5176 |  | 0 | 0.0028412 | 0 | 0.0012922 | 4.3643 | 3.1114 | 4.3643 | 3.1114 |  | 16.2211 | 9.0582 | 16.2211 | 9.0582 |  | 25.2793 | 25.2793
2032 | -1.3008 | 8.1291 | 24.192 | 20.0698 | 21.8533 | 20.0838 | 21.8533 | 20.0838 |  | 9.7833 | 18.35 | 21.9035 | 4.1583 | 2.0459 | 7.555 |  | 10.6597 | 19.0774 | 24.0982 | 4.1661 | 2.1224 | 6.1976 |  | 9.0473 | 17.4915 | 21.901 | 0.49665 | 7.6791 | 19.7256 |  | 9.0473 | 17.4915 | 21.901 | 0.49665 | 7.6791 | 19.7256 |  | 6.8283 | 44.2618 | 41.9372 | 41.9372 |  | 13.9416 | 20.3958 | 29.4586 | 14.8257 | 21.1997 | 30.2957 | 9.5439 | 25.1706 | 41.6265 | 9.5439 | 25.1706 | 41.6265 |  | 21.3362 | 19.6544 | 7.4074 | 6.5658 | 7.6341 | 7.2075 | 7.6341 | 7.2075 |  | 0 | 0.0028795 | 0 | 0.00128 | 4.3586 | 3.1694 | 4.3586 | 3.1694 |  | 16.2629 | 9.1072 | 16.2629 | 9.1072 |  | 25.3701 | 25.3701
2033 | -1.8475 | 10.8481 | 24.296 | 20.1092 | 21.9009 | 20.1095 | 21.9009 | 20.1095 |  | 9.8318 | 18.4469 | 21.9034 | 4.0757 | 1.9946 | 7.5636 |  | 10.6936 | 19.1408 | 24.1024 | 4.1603 | 2.1169 | 6.3348 |  | 9.5847 | 17.4405 | 21.8845 | 0.49661 | 7.785 | 19.718 |  | 9.5847 | 17.4405 | 21.8845 | 0.49661 | 7.785 | 19.718 |  | 9.0006 | 44.4052 | 42.0103 | 42.0103 |  | 13.9075 | 20.4416 | 29.467 | 14.8539 | 21.2576 | 30.4373 | 10.0813 | 25.2256 | 41.6025 | 10.0813 | 25.2256 | 41.6025 |  | 23.1415 | 23.41 | 8.4855 | 8.7307 | 8.3106 | 8.6543 | 8.3106 | 8.6543 |  | 0 | 0.002905 | 0 | 0.0012437 | 4.3707 | 3.1945 | 4.3707 | 3.1945 |  | 16.2713 | 9.1945 | 16.2713 | 9.1945 |  | 25.4659 | 25.4659
2034 | -1.8912 | 6.7366 | 24.3043 | 20.11 | 21.9047 | 20.11 | 21.9047 | 20.11 |  | 9.7658 | 18.3139 | 21.9008 | 4.1093 | 1.9506 | 7.717 |  | 10.7198 | 19.0996 | 24.0975 | 4.1542 | 2.1144 | 6.4735 |  | 9.3527 | 17.6237 | 21.8834 | 0.49661 | 7.5327 | 19.7104 |  | 9.3527 | 17.6237 | 21.8834 | 0.49661 | 7.5327 | 19.7104 |  | 4.8454 | 44.4143 | 42.0147 | 42.0147 |  | 13.875 | 20.2645 | 29.6178 | 14.874 | 21.214 | 30.571 | 9.8493 | 25.1564 | 41.5938 | 9.8493 | 25.1564 | 41.5938 |  | 17.8689 | 17.7309 | 6.5686 | 6.667 | 6.4171 | 6.5548 | 6.4171 | 6.5548 |  | 0 | 0.0027324 | 0 | 0.0012741 | 4.3495 | 3.2525 | 4.3495 | 3.2525 |  | 16.3088 | 9.2472 | 16.3088 | 9.2472 |  | 25.556 | 25.556
2035 | -1.8947 | 7.2299 | 24.3049 | 20.11 | 21.905 | 20.11 | 21.905 | 20.11 |  | 9.6953 | 18.2196 | 21.9007 | 4.1165 | 1.9191 | 7.7746 |  | 10.7544 | 19.1573 | 24.0897 | 4.149 | 2.1054 | 6.1543 |  | 9.3063 | 17.2778 | 21.8823 | 0.49661 | 7.5532 | 19.648 |  | 9.3063 | 17.2778 | 21.8823 | 0.49661 | 7.5532 | 19.648 |  | 5.3352 | 44.4149 | 42.015 | 42.015 |  | 13.8118 | 20.1387 | 29.6753 | 14.9034 | 21.2627 | 30.244 | 9.8029 | 24.831 | 41.5302 | 9.8029 | 24.831 | 41.5302 |  | 17.4237 | 18.4123 | 6.4066 | 6.9214 | 6.2573 | 6.8068 | 6.2573 | 6.8068 |  | 0 | 0.0026921 | 0 | 0.0012588 | 4.3585 | 3.2864 | 4.3585 | 3.2864 |  | 16.3177 | 9.3016 | 16.3177 | 9.3016 |  | 25.6193 | 25.6193
2036 | -1.895 | 3.7535 | 24.1636 | 18.8 | 21.905 | 19.4576 | 21.905 | 19.4576 |  | 9.6264 | 18.12 | 21.9006 | 4.1293 | 1.9098 | 7.4143 |  | 10.7888 | 19.3078 | 24.0818 | 4.1435 | 2.0897 | 6.2901 |  | 9.113 | 17.5961 | 21.8812 | 0.49661 | 7.3444 | 19.6953 |  | 9.113 | 17.5961 | 21.8812 | 0.49661 | 7.3444 | 19.6953 |  | 1.8585 | 42.9636 | 41.3626 | 41.3626 |  | 13.7558 | 20.0298 | 29.3149 | 14.9324 | 21.3975 | 30.3719 | 9.6096 | 24.9405 | 41.5764 | 9.6096 | 24.9405 | 41.5764 |  | 12.5195 | 13.6104 | 4.6753 | 5.5228 | 4.496 | 5.0091 | 4.496 | 5.0091 |  | 0 | 0.0027066 | 0 | 0.0012517 | 4.3412 | 3.2581 | 4.3412 | 3.2581 |  | 16.347 | 9.3262 | 16.347 | 9.3262 |  | 25.6732 | 25.6732
2037 | -2.2203 | 2.8188 | 22.623 | 17.9593 | 21.5797 | 18.2158 | 21.5797 | 18.2158 |  | 9.7184 | 18.0711 | 21.9005 | 4.1026 | 1.9023 | 7.4745 |  | 10.8192 | 19.4096 | 24.0738 | 4.1377 | 2.0635 | 5.9713 |  | 9.1668 | 17.5823 | 21.8982 | 0.49664 | 7.3864 | 19.6796 |  | 9.1668 | 17.5823 | 21.8982 | 0.49664 | 7.3864 | 19.6796 |  | 0.5985 | 40.5823 | 39.7956 | 39.7956 |  | 13.821 | 19.9734 | 29.375 | 14.957 | 21.473 | 30.0451 | 9.6635 | 24.9687 | 41.5778 | 9.6635 | 24.9687 | 41.5778 |  | 11.3679 | 12.3193 | 4.8021 | 5.0329 | 4.075 | 4.4811 | 4.075 | 4.4811 |  | 0 | 0.0026926 | 0 | 0.001294 | 4.3428 | 3.3197 | 4.3428 | 3.3197 |  | 16.3609 | 9.3388 | 16.3609 | 9.3388 |  | 25.6997 | 25.6997
2038 | -1.5957 | 3.348 | 22.6011 | 17.9965 | 21.879 | 18.3247 | 21.879 | 18.3247 |  | 9.8417 | 17.9744 | 21.9007 | 4.0896 | 1.9018 | 7.4988 |  | 10.8485 | 19.5681 | 24.0659 | 4.1311 | 2.0625 | 5.6407 |  | 9.0911 | 17.5474 | 21.8843 | 0.49668 | 7.5757 | 19.6801 |  | 9.0911 | 17.5474 | 21.8843 | 0.49668 | 7.5757 | 19.6801 |  | 1.7522 | 40.5975 | 40.2037 | 40.2037 |  | 13.9313 | 19.8762 | 29.3996 | 14.9796 | 21.6306 | 29.7066 | 9.5878 | 25.1231 | 41.5644 | 9.5878 | 25.1231 | 41.5644 |  | 13.9815 | 13.0503 | 5.2314 | 5.0327 | 5.0119 | 4.7168 | 5.0119 | 4.7168 |  | 0 | 0.0028517 | 0 | 0.0013135 | 4.3266 | 3.2879 | 4.3266 | 3.2879 |  | 16.3921 | 9.3176 | 16.3921 | 9.3176 |  | 25.7097 | 25.7097
2039 | -1.8711 | 4.6649 | 23.8492 | 18.6629 | 21.9029 | 20.0743 | 21.9029 | 20.0743 |  | 9.9094 | 17.8801 | 21.9029 | 4.0784 | 1.8862 | 7.5698 |  | 10.8998 | 19.6416 | 24.0509 | 4.1223 | 2.0377 | 5.7416 |  | 8.906 | 17.5418 | 21.9003 | 0.49671 | 7.5178 | 19.6726 |  | 8.906 | 17.5418 | 21.9003 | 0.49671 | 7.5178 | 19.6726 |  | 2.7939 | 42.512 | 41.9772 | 41.9772 |  | 13.9878 | 19.7664 | 29.4727 | 15.0221 | 21.6793 | 29.7925 | 9.4027 | 25.0595 | 41.5729 | 9.4027 | 25.0595 | 41.5729 |  | 17.5798 | 14.8694 | 5.7392 | 5.3949 | 6.3133 | 5.4381 | 6.3133 | 5.4381 |  | 0 | 0.0028262 | 0 | 0.0013371 | 4.3318 | 3.34 | 4.3318 | 3.34 |  | 16.4003 | 9.3135 | 16.4003 | 9.3135 |  | 25.7138 | 25.7138
2040 | -1.8931 | 5.1453 | 24.0288 | 18.7187 | 21.9048 | 19.665 | 21.9048 | 19.665 |  | 9.831 | 17.7876 | 21.9043 | 4.0671 | 1.8679 | 7.7873 |  | 10.9499 | 19.7794 | 24.0288 | 4.1049 | 2.0142 | 5.6657 |  | 8.8846 | 17.38 | 21.9043 | 0.5056 | 7.5442 | 19.51 |  | 8.8846 | 17.38 | 21.9043 | 0.5056 | 7.5442 | 19.51 |  | 3.2522 | 42.7475 | 41.5698 | 41.5698 |  | 13.8981 | 19.6554 | 29.6917 | 15.0548 | 21.7936 | 29.6945 | 9.3902 | 24.9242 | 41.4143 | 9.3902 | 24.9242 | 41.4143 |  | 16.3081 | 15.5329 | 5.8839 | 5.4413 | 5.8566 | 5.7269 | 5.8566 | 5.7269 |  | 0 | 0.0028454 | 0 | 0.0013305 | 4.3365 | 3.3971 | 4.3365 | 3.3971 |  | 16.3842 | 9.3087 | 16.3842 | 9.3087 |  | 25.6929 | 25.6929
2041 | -1.8948 | 7.9556 | 24.2829 | 20.0822 | 21.905 | 20.1011 | 21.905 | 20.1011 |  | 9.7869 | 17.8565 | 21.9049 | 4.0559 | 1.86 | 8.1232 |  | 10.9986 | 19.7577 | 24.0098 | 4.0932 | 1.9847 | 5.4983 |  | 8.9292 | 17.3212 | 21.9048 | 0.5027 | 7.6426 | 19.6574 |  | 8.9292 | 17.3212 | 21.9048 | 0.5027 | 7.6426 | 19.6574 |  | 6.0608 | 44.3651 | 42.0061 | 42.0061 |  | 13.8428 | 19.7165 | 30.028 | 15.0919 | 21.7424 | 29.5081 | 9.4319 | 24.9638 | 41.5622 | 9.4319 | 24.9638 | 41.5622 |  | 21.3383 | 19.4147 | 7.7053 | 6.6246 | 7.6631 | 7.1581 | 7.6631 | 7.1581 |  | 0 | 0.0028039 | 0 | 0.0013773 | 4.3303 | 3.358 | 4.3303 | 3.358 |  | 16.3625 | 9.3184 | 16.3625 | 9.3184 |  | 25.681 | 25.681
2042 | -1.895 | 4.0244 | 24.0341 | 18.7314 | 21.905 | 18.96 | 21.905 | 18.96 |  | 9.786 | 17.8781 | 21.9049 | 4.0322 | 1.86 | 8.1258 |  | 11.0265 | 19.7374 | 23.9877 | 4.0833 | 1.9549 | 5.483 |  | 8.8518 | 17.2191 | 21.9048 | 0.49977 | 7.8816 | 19.6498 |  | 8.8518 | 17.2191 | 21.9048 | 0.49977 | 7.8816 | 19.6498 |  | 2.1294 | 42.7655 | 40.865 | 40.865 |  | 13.8181 | 19.7381 | 30.0307 | 15.1098 | 21.6922 | 29.4707 | 9.3515 | 25.1007 | 41.5547 | 9.3515 | 25.1007 | 41.5547 |  | 13.2448 | 13.9846 | 4.998 | 5.4827 | 4.7565 | 5.133 | 4.7565 | 5.133 |  | 0 | 0.0027858 | 0 | 0.0013884 | 4.3256 | 3.4205 | 4.3256 | 3.4205 |  | 16.3331 | 9.3104 | 16.3331 | 9.3104 |  | 25.6435 | 25.6435
2043 | -6.3005 | 2.9158 | 19.6899 | 16.6967 | 17.4995 | 17.6171 | 17.4995 | 17.6171 |  | 9.678 | 17.7621 | 21.9049 | 3.9773 | 1.86 | 8.0078 |  | 10.9793 | 19.694 | 23.9665 | 4.058 | 1.9253 | 5.3622 |  | 8.6784 | 17.1752 | 21.9048 | 0.50382 | 7.9195 | 19.6423 |  | 8.6784 | 17.1752 | 21.9048 | 0.50382 | 7.9195 | 19.6423 |  | -3.3847 | 36.3866 | 35.1166 | 35.1166 |  | 13.6553 | 19.6221 | 29.9127 | 15.0373 | 21.6193 | 29.3287 | 9.1822 | 25.0947 | 41.5471 | 9.1822 | 25.0947 | 41.5471 |  | 11.3679 | 12.4533 | 4.075 | 4.9514 | 3.9624 | 4.501 | 3.9624 | 4.501 |  | 0 | 0.0030703 | 0 | 0.001384 | 4.3198 | 3.4396 | 4.3198 | 3.4396 |  | 16.2973 | 9.3068 | 16.2973 | 9.3068 |  | 25.6042 | 25.6042
2044 | 1.3972 | 2.7029 | 22.3327 | 15.9454 | 20.7917 | 17.0973 | 20.7917 | 17.0973 |  | 9.5158 | 17.6848 | 21.9049 | 3.9522 | 1.86 | 8.1741 |  | 10.9296 | 19.5618 | 23.9444 | 4.0303 | 1.8956 | 5.1529 |  | 8.5319 | 17.0157 | 21.9048 | 0.50156 | 7.9325 | 19.6347 |  | 8.5319 | 17.0157 | 21.9048 | 0.50156 | 7.9325 | 19.6347 |  | 4.1001 | 38.2781 | 37.889 | 37.889 |  | 13.468 | 19.5448 | 30.0791 | 14.9599 | 21.4575 | 29.0973 | 9.0335 | 24.9482 | 41.5395 | 9.0335 | 24.9482 | 41.5395 |  | 11.3679 | 12.1592 | 4.3582 | 4.8647 | 3.9324 | 4.3426 | 3.9324 | 4.3426 |  | 0 | 0.0030401 | 0 | 0.0013821 | 4.3115 | 3.4078 | 4.3115 | 3.4078 |  | 16.259 | 9.303 | 16.259 | 9.303 |  | 25.562 | 25.562
2045 | -3.3961 | 3.1805 | 20.9028 | 14.0307 | 19.2906 | 15.5895 | 19.2906 | 15.5895 |  | 9.3355 | 17.5537 | 21.9049 | 3.9354 | 1.86 | 8.1088 |  | 10.9036 | 19.6558 | 23.9223 | 4.0027 | 1.8704 | 5.3499 |  | 8.2901 | 16.9767 | 21.9048 | 0.50156 | 7.7164 | 19.6271 |  | 8.2901 | 16.9767 | 21.9048 | 0.50156 | 7.7164 | 19.6271 |  | -0.21564 | 34.9335 | 34.8801 | 34.8801 |  | 13.271 | 19.4137 | 30.0137 | 14.9063 | 21.5263 | 29.2723 | 8.7916 | 24.693 | 41.5319 | 8.7916 | 24.693 | 41.5319 |  | 11.3679 | 12.8189 | 4.0675 | 4.7736 | 3.9812 | 4.5147 | 3.9812 | 4.5147 |  | 0 | 0.0030041 | 0 | 0.0013922 | 4.3044 | 3.3736 | 4.3044 | 3.3736 |  | 16.2142 | 9.2987 | 16.2142 | 9.2987 |  | 25.5129 | 25.5129
2046 | -7.9578 | 3.1028 | 14.9097 | 12.0701 | 13.2278 | 14.0938 | 13.2278 | 14.0938 |  | 9.1554 | 17.3931 | 21.9049 | 3.9191 | 1.86 | 8.0198 |  | 10.8746 | 19.7487 | 23.9176 | 3.9762 | 1.86 | 5.3906 |  | 8.2149 | 16.9518 | 21.9048 | 0.50816 | 7.9696 | 19.6193 |  | 8.2149 | 16.9518 | 21.9048 | 0.50816 | 7.9696 | 19.6193 |  | -4.8549 | 26.9798 | 27.3216 | 27.3216 |  | 13.0746 | 19.2531 | 29.9247 | 14.8508 | 21.6087 | 29.3081 | 8.7231 | 24.9214 | 41.5241 | 8.7231 | 24.9214 | 41.5241 |  | 11.3679 | 12.7117 | 3.8536 | 4.6277 | 3.7485 | 4.3804 | 3.7485 | 4.3804 |  | 0 | 0.0029705 | 0 | 0.0014428 | 4.293 | 3.3991 | 4.293 | 3.3991 |  | 16.1713 | 9.2835 | 16.1713 | 9.2835 |  | 25.4548 | 25.4548
2047 | -3.1535 | 3.4911 | 13.7202 | 9.9176 | 11.9693 | 12.0066 | 11.9693 | 12.0066 |  | 9.0347 | 17.2529 | 21.9049 | 3.9027 | 1.86 | 8.2508 |  | 10.8477 | 19.7633 | 23.9158 | 3.9489 | 1.86 | 5.1914 |  | 8.2495 | 16.9242 | 21.9048 | 0.50163 | 8.0164 | 19.6065 |  | 8.2495 | 16.9242 | 21.9048 | 0.50163 | 8.0164 | 19.6065 |  | 0.33752 | 23.6378 | 23.9759 | 23.9759 |  | 12.9374 | 19.1129 | 30.1557 | 14.7966 | 21.6233 | 29.1071 | 8.7512 | 24.9406 | 41.5113 | 8.7512 | 24.9406 | 41.5113 |  | 11.3679 | 13.2479 | 3.636 | 4.459 | 3.5121 | 4.434 | 3.5121 | 4.434 |  | 0 | 0.0027884 | 0 | 0.0014887 | 4.2877 | 3.4237 | 4.2877 | 3.4237 |  | 16.1189 | 9.2717 | 16.1189 | 9.2717 |  | 25.3905 | 25.3905
2048 | -1.2383 | 3.63 | 14.3441 | 8.5016 | 12.626 | 10.0377 | 12.626 | 10.0377 |  | 9.0645 | 17.22 | 21.9049 | 3.9064 | 1.86 | 8.0533 |  | 10.8175 | 19.7727 | 23.8911 | 3.9219 | 1.86 | 5.0289 |  | 8.2763 | 16.8966 | 21.9048 | 0.51075 | 7.8884 | 19.4057 |  | 8.2763 | 16.8966 | 21.9048 | 0.51075 | 7.8884 | 19.4057 |  | 2.3917 | 22.8457 | 22.6637 | 22.6637 |  | 12.9709 | 19.08 | 29.9582 | 14.7394 | 21.6327 | 28.92 | 8.787 | 24.785 | 41.3104 | 8.787 | 24.785 | 41.3104 |  | 11.3679 | 13.4398 | 3.6172 | 4.0844 | 3.4896 | 4.3386 | 3.4896 | 4.3386 |  | 0 | 0.0027692 | 0 | 0.0014928 | 4.2879 | 3.4502 | 4.2879 | 3.4502 |  | 16.0449 | 9.2731 | 16.0449 | 9.2731 |  | 25.3181 | 25.3181
2049 | -1.5478 | 2.9076 | 14.6571 | 7.4426 | 12.9732 | 9.1543 | 12.9732 | 9.1543 |  | 9.0143 | 17.1924 | 21.9049 | 3.9305 | 1.86 | 7.9986 |  | 10.7885 | 19.7748 | 23.8668 | 3.9128 | 1.86 | 4.878 |  | 8.2238 | 16.701 | 21.9048 | 0.55932 | 7.637 | 19.5671 |  | 8.2238 | 16.701 | 21.9048 | 0.55932 | 7.637 | 19.5671 |  | 1.3598 | 22.0997 | 22.1275 | 22.1275 |  | 12.9449 | 19.0524 | 29.9035 | 14.7013 | 21.6348 | 28.7448 | 8.7831 | 24.338 | 41.4719 | 8.7831 | 24.338 | 41.4719 |  | 11.3679 | 12.442 | 3.651 | 3.9718 | 3.5271 | 3.9056 | 3.5271 | 3.9056 |  | 0 | 0.002762 | 0 | 0.0015111 | 4.2742 | 3.3884 | 4.2742 | 3.3884 |  | 15.9738 | 9.2634 | 15.9738 | 9.2634 |  | 25.2372 | 25.2372
2050 | 1.7309 | 3.0144 | 18.2498 | 6.2142 | 16.5991 | 7.9942 | 16.5991 | 7.9942 |  | 8.8943 | 17.1043 | 21.9049 | 3.9335 | 1.86 | 7.8995 |  | 10.7624 | 19.579 | 23.8411 | 3.9058 | 1.86 | 4.5623 |  | 8.1072 | 16.5991 | 21.9048 | 0.50178 | 7.5005 | 19.5465 |  | 8.1072 | 16.5991 | 21.9048 | 0.50178 | 7.5005 | 19.5465 |  | 4.7453 | 24.464 | 24.5932 | 24.5932 |  | 12.8278 | 18.9643 | 29.8044 | 14.6682 | 21.439 | 28.4034 | 8.609 | 24.0996 | 41.4512 | 8.609 | 24.0996 | 41.4512 |  | 11.3679 | 12.5895 | 3.7748 | 3.8635 | 3.6622 | 3.8646 | 3.6622 | 3.8646 |  | 0 | 0.0028975 | 0 | 0.0015611 | 4.2589 | 3.3644 | 4.2589 | 3.3644 |  | 15.9087 | 9.2201 | 15.9087 | 9.2201 |  | 25.1288 | 25.1288
2051 | -3.7413 | 2.6573 | 16.4762 | 5.282 | 14.7528 | 7.4763 | 14.7528 | 7.4763 |  | 8.7913 | 17.0005 | 21.9049 | 3.91 | 1.86 | 7.7544 |  | 10.7318 | 19.3616 | 23.8161 | 3.8812 | 1.86 | 4.7803 |  | 7.9826 | 16.4925 | 21.9049 | 0.50176 | 7.4763 | 19.5258 |  | 7.9826 | 16.4925 | 21.9049 | 0.50176 | 7.4763 | 19.5258 |  | -1.084 | 21.7582 | 22.2291 | 22.2291 |  | 12.7013 | 18.8605 | 29.6593 | 14.613 | 21.2216 | 28.5965 | 8.4843 | 23.9688 | 41.4307 | 8.4843 | 23.9688 | 41.4307 |  | 11.3679 | 12.0963 | 3.8311 | 3.7552 | 3.726 | 3.6413 | 3.726 | 3.6413 |  | 0 | 0.0028805 | 0 | 0.0015919 | 4.2456 | 3.3527 | 4.2456 | 3.3527 |  | 15.847 | 9.1772 | 15.847 | 9.1772 |  | 25.0242 | 25.0242
2052 | -5.6661 | 3.0077 | 12.7798 | 4.5148 | 10.9817 | 6.7708 | 10.9817 | 6.7708 |  | 8.753 | 16.9682 | 21.9049 | 3.8916 | 1.86 | 7.5321 |  | 10.705 | 19.1591 | 23.7918 | 3.8613 | 1.86 | 4.7447 |  | 7.8574 | 16.3898 | 21.9048 | 0.58471 | 7.4689 | 19.5061 |  | 7.8574 | 16.3898 | 21.9048 | 0.58471 | 7.4689 | 19.5061 |  | -2.6584 | 17.2946 | 17.7525 | 17.7525 |  | 12.6445 | 18.8282 | 29.437 | 14.5663 | 21.0191 | 28.5364 | 8.4421 | 23.8587 | 41.4109 | 8.4421 | 23.8587 | 41.4109 |  | 11.3679 | 12.5803 | 3.651 | 3.6643 | 3.5271 | 3.7289 | 3.5271 | 3.7289 |  | 0 | 0.002855 | 0 | 0.0015863 | 4.2369 | 3.3441 | 4.2369 | 3.3441 |  | 15.7794 | 9.1357 | 15.7794 | 9.1357 |  | 24.9151 | 24.9151
2053 | 2.079 | 2.8766 | 16.7186 | 4.7899 | 14.9557 | 7.2333 | 14.9557 | 7.2333 |  | 8.7112 | 16.879 | 21.9049 | 3.8727 | 1.86 | 7.4615 |  | 10.6771 | 18.9408 | 23.7676 | 3.8416 | 1.86 | 4.6477 |  | 7.73 | 16.2856 | 21.9048 | 0.59253 | 7.4022 | 19.3327 |  | 7.73 | 16.2856 | 21.9048 | 0.59253 | 7.4022 | 19.3327 |  | 4.9556 | 21.5085 | 22.189 | 22.189 |  | 12.5839 | 18.739 | 29.3664 | 14.5187 | 20.8008 | 28.4154 | 8.3225 | 23.6878 | 41.2375 | 8.3225 | 23.6878 | 41.2375 |  | 11.3679 | 12.3992 | 3.6585 | 3.634 | 3.5309 | 3.6629 | 3.5309 | 3.6629 |  | 0 | 0.002834 | 0 | 0.0015687 | 4.2276 | 3.3056 | 4.2276 | 3.3056 |  | 15.7065 | 9.0973 | 15.7065 | 9.0973 |  | 24.8038 | 24.8038
2054 | 2.9626 | 2.9325 | 21.5422 | 3.8753 | 19.8132 | 6.4458 | 19.8132 | 6.4458 |  | 8.597 | 16.6892 | 21.9049 | 3.8567 | 1.86 | 7.4568 |  | 10.65 | 18.8762 | 23.7404 | 3.8315 | 1.86 | 4.5475 |  | 7.6074 | 16.1854 | 21.9047 | 0.83686 | 7.2258 | 19.3485 |  | 7.6074 | 16.1854 | 21.9047 | 0.83686 | 7.2258 | 19.3485 |  | 5.895 | 25.4175 | 26.259 | 26.259 |  | 12.4537 | 18.5492 | 29.3617 | 14.4815 | 20.7362 | 28.2879 | 8.4442 | 23.4112 | 41.2533 | 8.4442 | 23.4112 | 41.2533 |  | 11.3679 | 12.4764 | 3.9249 | 3.5993 | 3.8236 | 3.6693 | 3.8236 | 3.6693 |  | 0 | 0.002806 | 0 | 0.0015825 | 4.2154 | 3.2988 | 4.2154 | 3.2988 |  | 15.6329 | 9.0528 | 15.6329 | 9.0528 |  | 24.6857 | 24.6857
2055 | -2.2405 | 3.13 | 21.1642 | 2.9647 | 19.4677 | 5.4657 | 19.4677 | 5.4657 |  | 8.4271 | 16.5846 | 21.9049 | 3.838 | 1.86 | 7.2817 |  | 10.6002 | 18.8765 | 23.7131 | 3.8111 | 1.86 | 4.4449 |  | 7.5382 | 16.0833 | 21.9048 | 0.83686 | 7.2184 | 19.4008 |  | 7.5382 | 16.0833 | 21.9048 | 0.83686 | 7.2184 | 19.4008 |  | 0.88949 | 24.1289 | 24.9334 | 24.9334 |  | 12.2651 | 18.4446 | 29.1866 | 14.4113 | 20.7365 | 28.158 | 8.3751 | 23.3017 | 41.3056 | 8.3751 | 23.3017 | 41.3056 |  | 11.3679 | 12.7492 | 4.0525 | 3.4954 | 3.9624 | 3.6653 | 3.9624 | 3.6653 |  | 0 | 0.0027788 | 0 | 0.0015598 | 4.2048 | 3.2038 | 4.2048 | 3.2038 |  | 15.5552 | 9.0106 | 15.5552 | 9.0106 |  | 24.5658 | 24.5658
2056 | -0.59108 | 3.0941 | 22.4357 | 2.1601 | 20.7717 | 4.6192 | 20.7717 | 4.6192 |  | 8.2585 | 16.4853 | 21.9049 | 3.8158 | 1.86 | 7.301 |  | 10.5289 | 18.8723 | 23.6889 | 3.785 | 1.86 | 4.3711 |  | 7.4829 | 15.9767 | 21.9048 | 0.9077 | 7.1266 | 19.3106 |  | 7.4829 | 15.9767 | 21.9048 | 0.9077 | 7.1266 | 19.3106 |  | 2.503 | 24.5959 | 25.3909 | 25.3909 |  | 12.0742 | 18.3453 | 29.2059 | 14.3139 | 20.7323 | 28.06 | 8.3906 | 23.1033 | 41.2154 | 8.3906 | 23.1033 | 41.2154 |  | 11.3679 | 12.6996 | 4.075 | 0 | 3.9887 | 3.5589 | 3.9887 | 3.5589 |  | 0 | 0.0027489 | 0 | 0.0015726 | 4.1909 | 3.2261 | 4.1909 | 3.2261 |  | 15.4799 | 8.957 | 15.4799 | 8.957 |  | 24.4368 | 24.4368
2057 | -2.0338 | 3.0083 | 22.2667 | 1.4835 | 20.6328 | 3.9825 | 20.6328 | 3.9825 |  | 8.0807 | 16.3788 | 21.9049 | 3.7932 | 1.86 | 7.2126 |  | 10.4314 | 18.7965 | 23.6616 | 3.7588 | 1.86 | 4.3287 |  | 7.4321 | 15.8727 | 21.9047 | 0.9077 | 6.8753 | 19.3033 |  | 7.4321 | 15.8727 | 21.9047 | 0.9077 | 6.8753 | 19.3033 |  | 0.97449 | 23.7502 | 24.6154 | 24.6154 |  | 11.874 | 18.2388 | 29.1175 | 14.1902 | 20.6565 | 27.9903 | 8.3398 | 22.748 | 41.208 | 8.3398 | 22.748 | 41.208 |  | 11.3679 | 12.5811 | 4.1012 | 0 | 4.0187 | 3.4468 | 4.0187 | 3.4468 |  | 0 | 0.0027068 | 0 | 0.0015552 | 4.1794 | 3.2162 | 4.1794 | 3.2162 |  | 15.4022 | 8.9027 | 15.4022 | 8.9027 |  | 24.3049 | 24.3049
2058 | -4.4607 | 2.8933 | 19.7812 | 0.56306 | 18.0671 | 3.2127 | 18.0671 | 3.2127 |  | 7.9665 | 16.2784 | 21.9049 | 3.7702 | 1.86 | 7.2052 |  | 10.3274 | 18.7206 | 23.6357 | 3.7351 | 1.86 | 4.2892 |  | 7.3792 | 15.7698 | 21.9047 | 0.9077 | 6.946 | 19.2959 |  | 7.3792 | 15.7698 | 21.9047 | 0.9077 | 6.946 | 19.2959 |  | -1.5674 | 20.3443 | 21.2798 | 21.2798 |  | 11.7367 | 18.1384 | 29.1101 | 14.0626 | 20.5806 | 27.9249 | 8.2869 | 22.7159 | 41.2007 | 8.2869 | 22.7159 | 41.2007 |  | 11.3679 | 12.4223 | 4.0337 | 0 | 3.9436 | 3.3294 | 3.9436 | 3.3294 |  | 0 | 0.0026688 | 0 | 0.0016093 | 4.1685 | 3.1485 | 4.1685 | 3.1485 |  | 15.3205 | 8.8525 | 15.3205 | 8.8525 |  | 24.173 | 24.173
2059 | -0.24978 | 2.7291 | 21.3928 | 0.49794 | 19.7123 | 2.5939 | 19.7123 | 2.5939 |  | 7.9113 | 16.1745 | 21.9049 | 3.7453 | 1.86 | 7.2048 |  | 10.2091 | 18.6425 | 23.6117 | 3.712 | 1.86 | 4.4371 |  | 7.3257 | 15.6546 | 21.9047 | 0.9077 | 6.8469 | 19.2886 |  | 7.3257 | 15.6546 | 21.9047 | 0.9077 | 6.8469 | 19.2886 |  | 2.4794 | 21.8907 | 22.3062 | 22.3062 |  | 11.6566 | 18.0345 | 29.1097 | 13.9212 | 20.5025 | 28.0489 | 8.2334 | 22.5014 | 41.1933 | 8.2334 | 22.5014 | 41.1933 |  | 11.3679 | 12.1955 | 4.0112 | 0 | 3.9211 | 0 | 3.9211 | 0 |  | 0 | 0.0027883 | 0 | 0.0015981 | 4.157 | 3.137 | 4.157 | 3.137 |  | 15.2354 | 8.8102 | 15.2354 | 8.8102 |  | 24.0456 | 24.0456
2060 | -0.3288 | 2.6765 | 22.9293 | 0.49664 | 21.2785 | 1.6514 | 21.2785 | 1.6514 |  | 7.8601 | 16.0718 | 21.9048 | 3.7208 | 1.86 | 7.1675 |  | 10.0989 | 18.5666 | 23.586 | 3.6975 | 1.86 | 4.5147 |  | 7.2492 | 15.4669 | 21.9047 | 0.9077 | 6.843 | 19.2812 |  | 7.2492 | 15.4669 | 21.9047 | 0.9077 | 6.843 | 19.2812 |  | 2.3477 | 23.4259 | 22.9299 | 22.9299 |  | 11.581 | 17.9318 | 29.0723 | 13.7964 | 20.4266 | 28.1006 | 8.1569 | 22.3098 | 41.1859 | 8.1569 | 22.3098 | 41.1859 |  | 11.3679 | 12.1227 | 4.0937 | 0 | 4.0112 | 0 | 4.0112 | 0 |  | 0 | 0.0027497 | 0 | 0.0015761 | 4.1443 | 3.1037 | 4.1443 | 3.1037 |  | 15.1486 | 8.7609 | 15.1486 | 8.7609 |  | 23.9095 | 23.9095
2061 | -1.3187 | 2.5607 | 23.0909 | 1.6662 | 21.8549 | 2.9314 | 21.8549 | 2.9314 |  | 7.8187 | 15.979 | 21.9047 | 3.6993 | 1.86 | 7.335 |  | 9.9887 | 18.5051 | 23.5656 | 3.6837 | 1.86 | 4.4834 |  | 7.1064 | 15.2894 | 21.9046 | 0.9077 | 6.9372 | 19.2812 |  | 7.1064 | 15.2894 | 21.9046 | 0.9077 | 6.9372 | 19.2812 |  | 1.242 | 24.7572 | 24.7863 | 24.7863 |  | 11.518 | 17.839 | 29.2396 | 13.6724 | 20.3651 | 28.049 | 8.0141 | 22.2266 | 41.1859 | 8.0141 | 22.2266 | 41.1859 |  | 13.8406 | 11.9628 | 5.249 | 0 | 4.9522 | 0 | 4.9522 | 0 |  | 0 | 0.0027279 | 0 | 0.0015617 | 4.1336 | 3.1255 | 4.1336 | 3.1255 |  | 15.0706 | 8.7152 | 15.0706 | 8.7152 |  | 23.7857 | 23.7857
2062 | -2.6193 | 2.5464 | 22.3445 | 0.52 | 21.1306 | 2.1254 | 21.1306 | 2.1254 |  | 7.791 | 15.9064 | 21.9047 | 3.6789 | 1.86 | 7.2177 |  | 9.9061 | 18.4525 | 23.5522 | 3.6708 | 1.86 | 4.4556 |  | 6.9692 | 15.1988 | 21.9046 | 0.9077 | 6.8178 | 19.2812 |  | 6.9692 | 15.1988 | 21.9046 | 0.9077 | 6.8178 | 19.2812 |  | -0.072844 | 22.8645 | 23.256 | 23.256 |  | 11.4699 | 17.7664 | 29.1223 | 13.5769 | 20.3125 | 28.0078 | 7.8769 | 22.0166 | 41.1859 | 7.8769 | 22.0166 | 41.1859 |  | 11.3679 | 11.9431 | 4.1238 | 0 | 4.0637 | 0 | 4.0637 | 0 |  | 0 | 0.0027053 | 0 | 0.0015484 | 4.124 | 3.0638 | 4.124 | 3.0638 |  | 15.0004 | 8.6656 | 15.0004 | 8.6656 |  | 23.6661 | 23.6661
2063 | -3.3152 | 2.5855 | 21.0139 | 0.49708 | 19.7104 | 1.3382 | 19.7104 | 1.3382 |  | 7.7816 | 15.8419 | 21.9047 | 3.6636 | 1.86 | 7.094 |  | 9.828 | 18.3854 | 23.5017 | 3.6588 | 1.86 | 4.3368 |  | 6.8505 | 15.1389 | 21.9046 | 0.9077 | 6.7012 | 19.2812 |  | 6.8505 | 15.1389 | 21.9046 | 0.9077 | 6.7012 | 19.2812 |  | -0.72978 | 21.5109 | 21.0485 | 21.0485 |  | 11.4452 | 17.7019 | 28.9987 | 13.4869 | 20.2454 | 27.8384 | 7.7582 | 21.8401 | 41.1859 | 7.7582 | 21.8401 | 41.1859 |  | 11.3679 | 11.997 | 4.0712 | 0 | 4.0074 | 0 | 4.0074 | 0 |  | 0 | 0.0026742 | 0 | 0.0015771 | 4.1152 | 3.0598 | 4.1152 | 3.0598 |  | 14.9374 | 8.6127 | 14.9374 | 8.6127 |  | 23.5501 | 23.5501
2064 | 0.12404 | 2.3546 | 22.9377 | 4.0327 | 21.7294 | 5.5299 | 21.7294 | 5.5299 |  | 7.7816 | 15.7925 | 21.9047 | 3.654 | 1.86 | 6.9738 |  | 9.7619 | 18.3327 | 23.4193 | 3.6483 | 1.86 | 4.1866 |  | 6.6879 | 15.089 | 21.9046 | 0.9077 | 6.8093 | 19.27 |  | 6.6879 | 15.089 | 21.9046 | 0.9077 | 6.8093 | 19.27 |  | 2.4787 | 26.9704 | 27.2593 | 27.2593 |  | 11.4356 | 17.6525 | 28.8785 | 13.4103 | 20.1927 | 27.6059 | 7.5956 | 21.8984 | 41.1746 | 7.5956 | 21.8984 | 41.1746 |  | 17.306 | 11.6782 | 6.2589 | 0 | 6.1236 | 3.0953 | 6.1236 | 3.0953 |  | 0 | 0.0026553 | 0 | 0.0015269 | 4.0835 | 3.0547 | 4.0835 | 3.0547 |  | 14.8811 | 8.5594 | 14.8811 | 8.5594 |  | 23.4405 | 23.4405
2065 | -4.3925 | 2.3929 | 20.5298 | 2.7298 | 19.2319 | 4.9065 | 19.2319 | 4.9065 |  | 7.7269 | 15.7528 | 21.9047 | 3.6419 | 1.86 | 7.1423 |  | 9.7619 | 18.2962 | 23.4193 | 3.6392 | 1.86 | 4.1674 |  | 6.4911 | 15.0519 | 21.9046 | 0.86767 | 6.7601 | 19.2695 |  | 6.4911 | 15.0519 | 21.9046 | 0.86767 | 6.7601 | 19.2695 |  | -1.9996 | 23.2596 | 24.1385 | 24.1385 |  | 11.3688 | 17.6128 | 29.0469 | 13.4011 | 20.1562 | 27.5867 | 7.3588 | 21.812 | 41.1741 | 7.3588 | 21.812 | 41.1741 |  | 11.3679 | 11.731 | 4.0712 | 3.491 | 4.0074 | 3.3068 | 4.0074 | 3.3068 |  | 0 | 0.0026463 | 0 | 0.0015172 | 4.0763 | 2.9646 | 4.0763 | 2.9646 |  | 14.8308 | 8.5091 | 14.8308 | 8.5091 |  | 23.3399 | 23.3399
2066 | -6.703 | 2.5497 | 15.8092 | 1.5578 | 14.4239 | 4.2346 | 14.4239 | 4.2346 |  | 7.6071 | 15.7337 | 21.9047 | 3.6271 | 1.86 | 6.9383 |  | 9.7164 | 18.2619 | 23.4193 | 3.6314 | 1.86 | 4.1411 |  | 6.3867 | 15.028 | 21.9046 | 0.7633 | 6.7109 | 19.2679 |  | 6.3867 | 15.028 | 21.9046 | 0.7633 | 6.7109 | 19.2679 |  | -4.1533 | 17.367 | 18.6585 | 18.6585 |  | 11.2343 | 17.5937 | 28.843 | 13.3478 | 20.1219 | 27.5603 | 7.15 | 21.7389 | 41.1725 | 7.15 | 21.7389 | 41.1725 |  | 11.3679 | 11.9477 | 3.8724 | 0 | 3.7936 | 3.3008 | 3.7936 | 3.3008 |  | 0 | 0.0026265 | 0 | 0.0015086 | 4.0699 | 3.0165 | 4.0699 | 3.0165 |  | 14.786 | 8.4633 | 14.786 | 8.4633 |  | 23.2493 | 23.2493
2067 | -5.4245 | 2.2112 | 12.3648 | 0.70171 | 10.8944 | 4.1928 | 10.8944 | 4.1928 |  | 7.4466 | 15.6869 | 21.9047 | 3.6133 | 1.86 | 6.7975 |  | 9.6335 | 18.2457 | 23.4193 | 3.6216 | 1.86 | 4.009 |  | 6.3522 | 15.0142 | 21.9046 | 0.59158 | 6.5918 | 19.2669 |  | 6.3522 | 15.0142 | 21.9046 | 0.59158 | 6.5918 | 19.2669 |  | -3.2134 | 13.0665 | 15.0872 | 15.0872 |  | 11.0599 | 17.5469 | 28.7022 | 13.2552 | 20.1057 | 27.4282 | 6.9437 | 21.606 | 41.1715 | 6.9437 | 21.606 | 41.1715 |  | 11.3679 | 11.4801 | 3.6172 | 0 | 3.5121 | 3.1375 | 3.5121 | 3.1375 |  | 0 | 0.0026004 | 0 | 0.001501 | 4.064 | 2.9841 | 4.064 | 2.9841 |  | 14.7461 | 8.4181 | 14.7461 | 8.4181 |  | 23.1641 | 23.1641
2068 | -3.933 | 2.521 | 10.4092 | 0.50071 | 8.8564 | 3.4396 | 8.8564 | 3.4396 |  | 7.2745 | 15.5443 | 21.9047 | 3.6016 | 1.86 | 6.8628 |  | 9.564 | 18.2376 | 23.4193 | 3.6133 | 1.86 | 3.9004 |  | 6.3292 | 15.0006 | 21.9046 | 0.51148 | 6.463 | 19.2657 |  | 6.3292 | 15.0006 | 21.9046 | 0.51148 | 6.463 | 19.2657 |  | -1.412 | 10.9099 | 12.2959 | 12.2959 |  | 10.8761 | 17.4043 | 28.7675 | 13.1773 | 20.0976 | 27.3197 | 6.8406 | 21.4636 | 41.1704 | 6.8406 | 21.4636 | 41.1704 |  | 11.3679 | 11.908 | 3.4183 | 0 | 3.287 | 3.2152 | 3.287 | 3.2152 |  | 0 | 0.0025832 | 0 | 0.0015738 | 4.0588 | 2.9804 | 4.0588 | 2.9804 |  | 14.7105 | 8.376 | 14.7105 | 8.376 |  | 23.0866 | 23.0866
2069 | 3.6427 | 2.8048 | 15.9131 | 0.49669 | 14.3941 | 2.9443 | 14.3941 | 2.9443 |  | 7.1245 | 15.5443 | 21.9047 | 3.5872 | 1.86 | 6.7865 |  | 9.5083 | 18.2291 | 23.4193 | 3.6062 | 1.86 | 3.9953 |  | 6.2961 | 14.8628 | 21.9046 | 0.50783 | 6.3541 | 19.2656 |  | 6.2961 | 14.8628 | 21.9046 | 0.50783 | 6.3541 | 19.2656 |  | 6.4475 | 16.4098 | 17.3383 | 17.3383 |  | 10.7117 | 17.4043 | 28.6912 | 13.1145 | 20.0891 | 27.4146 | 6.8039 | 21.2169 | 41.1703 | 6.8039 | 21.2169 | 41.1703 |  | 11.3679 | 12.3 | 3.5422 | 0 | 3.4183 | 3.252 | 3.4183 | 3.252 |  | 0 | 0.0025669 | 0 | 0.0015676 | 4.0543 | 2.9208 | 4.0543 | 2.9208 |  | 14.6789 | 8.3409 | 14.6789 | 8.3409 |  | 23.0198 | 23.0198
2070 | 0.67071 | 2.301 | 18.4478 | 0.49661 | 16.9598 | 2.9513 | 16.9598 | 2.9513 |  | 7.1041 | 15.5443 | 21.9047 | 3.5771 | 1.86 | 6.7789 |  | 9.4542 | 18.2054 | 23.4193 | 3.6009 | 1.86 | 3.947 |  | 6.2961 | 14.7287 | 21.9046 | 0.50297 | 6.577 | 19.2643 |  | 6.2961 | 14.7287 | 21.9046 | 0.50297 | 6.577 | 19.2643 |  | 2.9717 | 18.9444 | 19.911 | 19.911 |  | 10.6812 | 17.4043 | 28.6836 | 13.0551 | 20.0654 | 27.3663 | 6.799 | 21.3057 | 41.169 | 6.799 | 21.3057 | 41.169 |  | 11.3679 | 11.6042 | 3.8198 | 0 | 3.7223 | 0 | 3.7223 | 0 |  | 0 | 0.0025444 | 0 | 0.0015692 | 4.05 | 2.8881 | 4.05 | 2.8881 |  | 14.651 | 8.3093 | 14.651 | 8.3093 |  | 22.9603 | 22.9603
2071 | -5.9401 | 2.3732 | 14.4862 | 0.49661 | 12.9147 | 2.5392 | 12.9147 | 2.5392 |  | 7.104 | 15.5443 | 21.9047 | 3.568 | 1.86 | 6.7741 |  | 9.4154 | 18.1542 | 23.4193 | 3.5948 | 1.86 | 3.9158 |  | 6.296 | 14.6112 | 21.9046 | 0.50052 | 6.4772 | 19.263 |  | 6.296 | 14.6112 | 21.9046 | 0.50052 | 6.4772 | 19.263 |  | -3.5669 | 14.9828 | 15.4538 | 15.4538 |  | 10.672 | 17.4043 | 28.6788 | 13.0102 | 20.0142 | 27.3351 | 6.7965 | 21.0884 | 41.1676 | 6.7965 | 21.0884 | 41.1676 |  | 11.3679 | 11.7039 | 3.771 | 0 | 3.6697 | 0 | 3.6697 | 0 |  | 0 | 0.0026783 | 0 | 0.0015641 | 4.046 | 2.8855 | 4.046 | 2.8855 |  | 14.627 | 8.2804 | 14.627 | 8.2804 |  | 22.9074 | 22.9074
2072 | -3.581 | 2.6157 | 12.8812 | 0.49661 | 11.2286 | 2.1673 | 11.2286 | 2.1673 |  | 7.1039 | 15.4393 | 21.9047 | 3.5595 | 1.86 | 6.7666 |  | 9.383 | 18.1039 | 23.4193 | 3.5851 | 1.86 | 3.8359 |  | 6.2959 | 14.5059 | 21.9046 | 0.50138 | 6.395 | 19.2615 |  | 6.2959 | 14.5059 | 21.9046 | 0.50138 | 6.395 | 19.2615 |  | -0.96533 | 13.3778 | 13.396 | 13.396 |  | 10.6634 | 17.2993 | 28.6712 | 12.9681 | 19.9639 | 27.2552 | 6.7973 | 20.9009 | 41.1661 | 6.7973 | 20.9009 | 41.1661 |  | 11.3679 | 12.0388 | 3.5909 | 0 | 3.4709 | 0 | 3.4709 | 0 |  | 0 | 0.0026764 | 0 | 0.0015576 | 4.0424 | 2.8828 | 4.0424 | 2.8828 |  | 14.6064 | 8.2527 | 14.6064 | 8.2527 |  | 22.859 | 22.859
2073 | -5.8179 | 2.7371 | 9.0382 | 0.49661 | 7.3057 | 1.633 | 7.3057 | 1.633 |  | 7.0997 | 15.34 | 21.9047 | 3.5541 | 1.86 | 6.7058 |  | 9.3602 | 18.0716 | 23.4193 | 3.5772 | 1.86 | 3.7673 |  | 6.2959 | 14.4172 | 21.9046 | 0.49789 | 6.3156 | 19.2591 |  | 6.2959 | 14.4172 | 21.9046 | 0.49789 | 6.3156 | 19.2591 |  | -3.0808 | 9.5348 | 8.9387 | 8.9387 |  | 10.6537 | 17.2 | 28.6105 | 12.9374 | 19.9316 | 27.1865 | 6.7938 | 20.7328 | 41.1637 | 6.7938 | 20.7328 | 41.1637 |  | 11.3679 | 12.2064 | 3.3771 | 0 | 3.227 | 0 | 3.227 | 0 |  | 0 | 0.0026579 | 0 | 0.0015439 | 4.0395 | 2.8528 | 4.0395 | 2.8528 |  | 14.5889 | 8.2271 | 14.5889 | 8.2271 |  | 22.816 | 22.816
2074 | 1.5766 | 2.5626 | 12.4714 | 0.49661 | 10.7774 | 0.8152 | 10.7774 | 0.8152 |  | 7.0996 | 15.2577 | 21.9047 | 3.5541 | 1.86 | 6.6312 |  | 9.3502 | 17.9947 | 23.4193 | 3.5701 | 1.86 | 3.7414 |  | 6.2958 | 14.4165 | 21.9046 | 0.49686 | 6.2494 | 19.2593 |  | 6.2958 | 14.4165 | 21.9046 | 0.49686 | 6.2494 | 19.2593 |  | 4.1392 | 12.968 | 11.5925 | 11.5925 |  | 10.6537 | 17.1177 | 28.5359 | 12.9203 | 19.8547 | 27.1607 | 6.7927 | 20.666 | 41.1639 | 6.7927 | 20.666 | 41.1639 |  | 11.3679 | 11.9654 | 3.362 | 0 | 3.2082 | 0 | 3.2082 | 0 |  | 0 | 0.0026467 | 0 | 0.0015517 | 4.0369 | 2.8787 | 4.0369 | 2.8787 |  | 14.5741 | 8.2054 | 14.5741 | 8.2054 |  | 22.7796 | 22.7796
2075 | -5.7993 | 2.1456 | 8.6458 | 0.49661 | 6.873 | 0.50298 | 6.873 | 0.50298 |  | 7.0996 | 15.1801 | 21.9047 | 3.5541 | 1.86 | 6.5814 |  | 9.35 | 17.9272 | 23.4193 | 3.564 | 1.86 | 3.737 |  | 6.2355 | 14.4159 | 21.9046 | 0.4968 | 6.5626 | 19.2572 |  | 6.2355 | 14.4159 | 21.9046 | 0.4968 | 6.5626 | 19.2572 |  | -3.6538 | 9.1424 | 7.376 | 7.376 |  | 10.6537 | 17.0401 | 28.4861 | 12.914 | 19.7872 | 27.1563 | 6.7323 | 20.9785 | 41.1618 | 6.7323 | 20.9785 | 41.1618 |  | 11.3679 | 11.3894 | 3.3433 | 0 | 3.1819 | 0 | 3.1819 | 0 |  | 0 | 0.0026368 | 0 | 0.0015439 | 4.035 | 2.8471 | 4.035 | 2.8471 |  | 14.5611 | 8.1879 | 14.5611 | 8.1879 |  | 22.749 | 22.749
2076 | -4.4322 | 1.7608 | 6.1798 | 0.49661 | 4.3358 | 0.49674 | 4.3358 | 0.49674 |  | 7.0996 | 15.113 | 21.9047 | 3.5541 | 1.86 | 6.5361 |  | 9.3501 | 17.8651 | 23.4193 | 3.5596 | 1.86 | 3.7341 |  | 6.2344 | 14.4154 | 21.9046 | 0.49674 | 6.5273 | 19.2573 |  | 6.2344 | 14.4154 | 21.9046 | 0.49674 | 6.5273 | 19.2573 |  | -2.6714 | 6.6764 | 4.8326 | 4.8326 |  | 10.6536 | 16.973 | 28.4407 | 12.9096 | 19.7251 | 27.1534 | 6.7312 | 20.9427 | 41.1619 | 6.7312 | 20.9427 | 41.1619 |  | 11.3679 | 10.858 | 3.0506 | 0 | 2.833 | 0 | 2.833 | 0 |  | 0 | 0.00281 | 0 | 0.0015371 | 4.0332 | 2.8175 | 4.0332 | 2.8175 |  | 14.5498 | 8.1737 | 14.5498 | 8.1737 |  | 22.7235 | 22.7235
2077 | 2.6079 | 2.4451 | 10.6396 | 0.49661 | 8.8388 | 0.78991 | 8.8388 | 0.78991 |  | 7.0995 | 15.0569 | 21.9046 | 3.5541 | 1.86 | 6.503 |  | 9.3267 | 17.8189 | 23.4193 | 3.5534 | 1.86 | 3.684 |  | 6.2344 | 14.4149 | 21.9046 | 0.49671 | 6.4891 | 19.2556 |  | 6.2344 | 14.4149 | 21.9046 | 0.49671 | 6.4891 | 19.2556 |  | 5.053 | 11.1363 | 9.6287 | 9.6287 |  | 10.6536 | 16.9169 | 28.4076 | 12.8801 | 19.6789 | 27.1033 | 6.7311 | 20.904 | 41.1602 | 6.7311 | 20.904 | 41.1602 |  | 11.3679 | 11.8031 | 3.1369 | 0 | 2.9343 | 0 | 2.9343 | 0 |  | 0 | 0.0027941 | 0 | 0.0015309 | 4.0313 | 2.8422 | 4.0313 | 2.8422 |  | 14.5404 | 8.1633 | 14.5404 | 8.1633 |  | 22.7037 | 22.7037
2078 | -3.7932 | 2.56 | 8.816 | 0.49661 | 6.9406 | 0.74398 | 6.9406 | 0.74398 |  | 7.0995 | 15.0129 | 21.9046 | 3.5541 | 1.86 | 6.4679 |  | 9.2913 | 17.7683 | 23.4193 | 3.5452 | 1.86 | 3.6391 |  | 6.2344 | 14.4145 | 21.9045 | 0.49671 | 6.4534 | 19.2538 |  | 6.2344 | 14.4145 | 21.9045 | 0.49671 | 6.4534 | 19.2538 |  | -1.2331 | 9.3126 | 7.6846 | 7.6846 |  | 10.6536 | 16.8729 | 28.3725 | 12.8365 | 19.6283 | 27.0583 | 6.7311 | 20.8679 | 41.1583 | 6.7311 | 20.8679 | 41.1583 |  | 11.3679 | 11.9619 | 3.2757 | 0 | 3.0994 | 0 | 3.0994 | 0 |  | 0 | 0.002777 | 0 | 0.0015256 | 4.0298 | 2.8404 | 4.0298 | 2.8404 |  | 14.5327 | 8.1561 | 14.5327 | 8.1561 |  | 22.6888 | 22.6888
2079 | -3.5957 | 2.5089 | 7.1844 | 0.49661 | 5.2399 | 0.50156 | 5.2399 | 0.50156 |  | 7.0995 | 14.9741 | 21.9046 | 3.5541 | 1.86 | 6.4508 |  | 9.2913 | 17.7407 | 23.4193 | 3.5378 | 1.86 | 3.6028 |  | 6.2344 | 14.4142 | 21.9045 | 0.49671 | 6.4436 | 19.2521 |  | 6.2344 | 14.4142 | 21.9045 | 0.49671 | 6.4436 | 19.2521 |  | -1.0868 | 7.681 | 5.7415 | 5.7415 |  | 10.6536 | 16.8341 | 28.3555 | 12.8291 | 19.6007 | 27.0221 | 6.7311 | 20.8578 | 41.1565 | 6.7311 | 20.8578 | 41.1565 |  | 11.3679 | 11.8913 | 3.1144 | 0 | 2.9005 | 0 | 2.9005 | 0 |  | 0 | 0.0027568 | 0 | 0.0015213 | 4.0285 | 2.84 | 4.0285 | 2.84 |  | 14.5262 | 8.1495 | 14.5262 | 8.1495 |  | 22.6757 | 22.6757
2080 | -2.1182 | 2.3918 | 6.9174 | 0.49661 | 5.0167 | 0.49671 | 5.0167 | 0.49671 |  | 7.0995 | 14.947 | 21.9046 | 3.5541 | 1.86 | 6.4385 |  | 9.2913 | 17.7122 | 23.4193 | 3.5315 | 1.86 | 3.5802 |  | 6.2344 | 14.4139 | 21.9045 | 0.49671 | 6.4249 | 19.2529 |  | 6.2344 | 14.4139 | 21.9045 | 0.49671 | 6.4249 | 19.2529 |  | 0.2736 | 7.414 | 5.5134 | 5.5134 |  | 10.6536 | 16.807 | 28.3432 | 12.8228 | 19.5722 | 26.9995 | 6.7311 | 20.8388 | 41.1574 | 6.7311 | 20.8388 | 41.1574 |  | 11.3679 | 11.7296 | 3.0168 | 0 | 2.7842 | 0 | 2.7842 | 0 |  | 0 | 0.0027546 | 0 | 0.0015166 | 4.0276 | 2.8365 | 4.0276 | 2.8365 |  | 14.5209 | 8.1491 | 14.5209 | 8.1491 |  | 22.67 | 22.67
2081 | -0.93513 | 2.5328 | 7.8348 | 0.49661 | 5.9766 | 0.49661 | 5.9766 | 0.49661 |  | 7.0995 | 14.9286 | 21.9046 | 3.5541 | 1.86 | 6.434 |  | 9.2913 | 17.6894 | 23.4193 | 3.5271 | 1.86 | 3.5645 |  | 6.2344 | 14.4137 | 21.9045 | 0.49671 | 6.4191 | 19.2515 |  | 6.2344 | 14.4137 | 21.9045 | 0.49671 | 6.4191 | 19.2515 |  | 1.5976 | 8.3314 | 6.4732 | 6.4732 |  | 10.6536 | 16.7886 | 28.3387 | 12.8184 | 19.5494 | 26.9838 | 6.7311 | 20.8328 | 41.156 | 6.7311 | 20.8328 | 41.156 |  | 11.3679 | 11.9243 | 3.0506 | 0 | 2.8292 | 0 | 2.8292 | 0 |  | 0 | 0.0027376 | 0 | 0.0015124 | 4.0267 | 2.8375 | 4.0267 | 2.8375 |  | 14.5165 | 8.1453 | 14.5165 | 8.1453 |  | 22.6617 | 22.6617
2082 | -0.52211 | 2.1801 | 9.1656 | 0.49661 | 7.3495 | 0.49661 | 7.3495 | 0.49661 |  | 7.0816 | 14.9157 | 21.9046 | 3.5541 | 1.86 | 6.4334 |  | 9.2913 | 17.6812 | 23.4193 | 3.5247 | 1.86 | 3.5591 |  | 6.2344 | 14.4136 | 21.9045 | 0.49671 | 6.4186 | 19.2552 |  | 6.2344 | 14.4136 | 21.9045 | 0.49671 | 6.4186 | 19.2552 |  | 1.658 | 9.6622 | 7.8461 | 7.8461 |  | 10.6357 | 16.7757 | 28.338 | 12.8159 | 19.5412 | 26.9784 | 6.7311 | 20.8322 | 41.1597 | 6.7311 | 20.8322 | 41.1597 |  | 11.3679 | 11.4371 | 3.1632 | 0 | 2.9681 | 0 | 2.9681 | 0 |  | 0 | 0.0027355 | 0 | 0.0015089 | 4.0259 | 2.8374 | 4.0259 | 2.8374 |  | 14.5129 | 8.1416 | 14.5129 | 8.1416 |  | 22.6545 | 22.6545
2083 | -0.75378 | 2.0946 | 10.2666 | 0.49661 | 8.4907 | 0.49661 | 8.4907 | 0.49661 |  | 7.0586 | 14.9153 | 21.9046 | 3.5541 | 1.86 | 6.4327 |  | 9.2913 | 17.681 | 23.4193 | 3.5227 | 1.86 | 3.559 |  | 6.2344 | 14.4135 | 21.9045 | 0.49671 | 6.4183 | 19.2559 |  | 6.2344 | 14.4135 | 21.9045 | 0.49671 | 6.4183 | 19.2559 |  | 1.3408 | 10.7633 | 8.9873 | 8.9873 |  | 10.6127 | 16.7753 | 28.3373 | 12.814 | 19.541 | 26.9783 | 6.7311 | 20.8318 | 41.1604 | 6.7311 | 20.8318 | 41.1604 |  | 11.3679 | 11.3191 | 3.2757 | 0 | 3.1069 | 0 | 3.1069 | 0 |  | 0 | 0.0027213 | 0 | 0.0015058 | 4.0253 | 2.8363 | 4.0253 | 2.8363 |  | 14.5101 | 8.1393 | 14.5101 | 8.1393 |  | 22.6493 | 22.6493
2084 | -3.1285 | 2.1696 | 9.1077 | 0.49661 | 7.2571 | 0.49661 | 7.2571 | 0.49661 |  | 7.0402 | 14.9148 | 21.9046 | 3.5541 | 1.86 | 6.432 |  | 9.2913 | 17.6811 | 23.4193 | 3.5214 | 1.86 | 3.559 |  | 6.2344 | 14.4135 | 21.9045 | 0.49671 | 6.4188 | 19.2547 |  | 6.2344 | 14.4135 | 21.9045 | 0.49671 | 6.4188 | 19.2547 |  | -0.95897 | 9.6043 | 7.7537 | 7.7537 |  | 10.5943 | 16.7748 | 28.3366 | 12.8127 | 19.5411 | 26.9782 | 6.7311 | 20.8323 | 41.1592 | 6.7311 | 20.8323 | 41.1592 |  | 11.3679 | 11.4226 | 3.2757 | 0 | 3.1031 | 0 | 3.1031 | 0 |  | 0 | 0.0027078 | 0 | 0.001502 | 4.0248 | 2.8354 | 4.0248 | 2.8354 |  | 14.5078 | 8.1377 | 14.5078 | 8.1377 |  | 22.6455 | 22.6455
2085 | 2.8363 | 2.8896 | 13.7972 | 0.49661 | 11.9885 | 0.49661 | 11.9885 | 0.49661 |  | 7.0288 | 14.9137 | 21.9046 | 3.5529 | 1.86 | 6.4314 |  | 9.2913 | 17.68 | 23.4193 | 3.5206 | 1.86 | 3.5589 |  | 6.2344 | 14.4135 | 21.9045 | 0.49671 | 6.4182 | 19.2537 |  | 6.2344 | 14.4135 | 21.9045 | 0.49671 | 6.4182 | 19.2537 |  | 5.7259 | 14.2938 | 12.4851 | 12.4851 |  | 10.5817 | 16.7737 | 28.336 | 12.8119 | 19.54 | 26.9782 | 6.7311 | 20.8317 | 41.1582 | 6.7311 | 20.8317 | 41.1582 |  | 11.3679 | 12.4171 | 3.4146 | 0 | 3.2532 | 0 | 3.2532 | 0 |  | 0 | 0.0026958 | 0 | 0.0014979 | 4.0243 | 2.8373 | 4.0243 | 2.8373 |  | 14.5061 | 8.1309 | 14.5061 | 8.1309 |  | 22.637 | 22.637
2086 | -2.4302 | 2.4706 | 13.2273 | 0.49661 | 11.4532 | 0.49661 | 11.4532 | 0.49661 |  | 7.0283 | 14.9135 | 21.9046 | 3.5499 | 1.86 | 6.4308 |  | 9.2913 | 17.68 | 23.4193 | 3.5202 | 1.86 | 3.5589 |  | 6.2344 | 14.4135 | 21.9045 | 0.49671 | 6.422 | 19.2548 |  | 6.2344 | 14.4135 | 21.9045 | 0.49671 | 6.422 | 19.2548 |  | 0.040367 | 13.7239 | 11.9498 | 11.9498 |  | 10.5782 | 16.7735 | 28.3354 | 12.8115 | 19.54 | 26.9781 | 6.7311 | 20.8355 | 41.1592 | 6.7311 | 20.8355 | 41.1592 |  | 11.3679 | 11.8384 | 3.5797 | 0 | 3.4446 | 0 | 3.4446 | 0 |  | 0 | 0.0026993 | 0 | 0.0014944 | 4.024 | 2.8059 | 4.024 | 2.8059 |  | 14.5048 | 8.1318 | 14.5048 | 8.1318 |  | 22.6367 | 22.6367
2087 | 0.63497 | 2.2166 | 15.7231 | 0.49661 | 13.9832 | 0.49661 | 13.9832 | 0.49661 |  | 7.0278 | 14.9134 | 21.9046 | 3.5473 | 1.86 | 6.4303 |  | 9.2913 | 17.6799 | 23.4193 | 3.5202 | 1.86 | 3.5588 |  | 6.2344 | 14.4135 | 21.9045 | 0.49671 | 6.4215 | 19.2511 |  | 6.2344 | 14.4135 | 21.9045 | 0.49671 | 6.4215 | 19.2511 |  | 2.8516 | 16.2197 | 14.4798 | 14.4798 |  | 10.5751 | 16.7734 | 28.3349 | 12.8115 | 19.5399 | 26.9781 | 6.7311 | 20.835 | 41.1556 | 6.7311 | 20.835 | 41.1556 |  | 11.3679 | 11.4875 | 3.6435 | 0 | 3.5196 | 0 | 3.5196 | 0 |  | 0 | 0.0026898 | 0 | 0.0015543 | 4.0237 | 2.8345 | 4.0237 | 2.8345 |  | 14.504 | 8.1294 | 14.504 | 8.1294 |  | 22.6334 | 22.6334
2088 | -4.1707 | 1.8263 | 13.5259 | 0.49661 | 11.7075 | 0.49661 | 11.7075 | 0.49661 |  | 7.0267 | 14.9133 | 21.9046 | 3.5452 | 1.86 | 6.4298 |  | 9.2913 | 17.6799 | 23.4193 | 3.5202 | 1.86 | 3.5588 |  | 6.2344 | 14.4135 | 21.9045 | 0.49671 | 6.421 | 19.2553 |  | 6.2344 | 14.4135 | 21.9045 | 0.49671 | 6.421 | 19.2553 |  | -2.3444 | 14.0225 | 12.2041 | 12.2041 |  | 10.5719 | 16.7733 | 28.3345 | 12.8115 | 19.5399 | 26.978 | 6.7311 | 20.8345 | 41.1598 | 6.7311 | 20.8345 | 41.1598 |  | 11.3679 | 10.9485 | 3.6547 | 0 | 3.5309 | 0 | 3.5309 | 0 |  | 0 | 0.0026975 | 0 | 0.0015524 | 4.0235 | 2.8339 | 4.0235 | 2.8339 |  | 14.5034 | 8.1279 | 14.5034 | 8.1279 |  | 22.6313 | 22.6313
2089 | -8.931 | 1.7262 | 6.5671 | 0.49661 | 4.6715 | 0.49661 | 4.6715 | 0.49661 |  | 7.0266 | 14.9138 | 21.9046 | 3.5435 | 1.86 | 6.4293 |  | 9.2913 | 17.6799 | 23.4193 | 3.5202 | 1.86 | 3.5587 |  | 6.2344 | 14.4135 | 21.9045 | 0.49671 | 6.4202 | 19.2544 |  | 6.2344 | 14.4135 | 21.9045 | 0.49671 | 6.4202 | 19.2544 |  | -7.2049 | 7.0637 | 5.1681 | 5.1681 |  | 10.5701 | 16.7738 | 28.334 | 12.8115 | 19.5399 | 26.978 | 6.7311 | 20.8337 | 41.1589 | 6.7311 | 20.8337 | 41.1589 |  | 11.3679 | 10.8101 | 3.272 | 0 | 3.0844 | 0 | 3.0844 | 0 |  | 0 | 0.0026895 | 0 | 0.0015502 | 4.0233 | 2.8334 | 4.0233 | 2.8334 |  | 14.503 | 8.1271 | 14.503 | 8.1271 |  | 22.6301 | 22.6301
2090 | -0.82376 | 2.7388 | 7.5951 | 0.49661 | 5.7427 | 0.49661 | 5.7427 | 0.49661 |  | 7.0265 | 14.9127 | 21.9046 | 3.5424 | 1.86 | 6.429 |  | 9.2913 | 17.6799 | 23.4193 | 3.5202 | 1.86 | 3.5587 |  | 6.2344 | 14.4135 | 21.9045 | 0.49671 | 6.4204 | 19.2538 |  | 6.2344 | 14.4135 | 21.9045 | 0.49671 | 6.4204 | 19.2538 |  | 1.915 | 8.0917 | 6.2393 | 6.2393 |  | 10.5688 | 16.7727 | 28.3336 | 12.8115 | 19.5399 | 26.978 | 6.7311 | 20.8339 | 41.1583 | 6.7311 | 20.8339 | 41.1583 |  | 11.3679 | 12.2088 | 3.0206 | 0 | 2.7917 | 0 | 2.7917 | 0 |  | 0 | 0.00268 | 0 | 0.001549 | 4.0232 | 2.8337 | 4.0232 | 2.8337 |  | 14.5029 | 8.1253 | 14.5029 | 8.1253 |  | 22.6281 | 22.6281
2091 | 1.7094 | 2.4714 | 11.1566 | 0.49661 | 9.3472 | 0.83686 | 9.3472 | 0.83686 |  | 7.0264 | 14.9116 | 21.9046 | 3.5414 | 1.86 | 6.4286 |  | 9.2913 | 17.6799 | 23.4193 | 3.5202 | 1.86 | 3.5587 |  | 6.2344 | 14.4135 | 21.9045 | 0.49671 | 6.4196 | 19.2551 |  | 6.2344 | 14.4135 | 21.9045 | 0.49671 | 6.4196 | 19.2551 |  | 4.1808 | 11.6532 | 10.184 | 10.184 |  | 10.5677 | 16.7716 | 28.3332 | 12.8115 | 19.5399 | 26.9779 | 6.7311 | 20.8332 | 41.1596 | 6.7311 | 20.8332 | 41.1596 |  | 11.3679 | 11.8394 | 3.2382 | 0 | 3.0506 | 0 | 3.0506 | 0 |  | 0 | 0.002691 | 0 | 0.0015479 | 4.0231 | 2.8332 | 4.0231 | 2.8332 |  | 14.5028 | 8.1242 | 14.5028 | 8.1242 |  | 22.6269 | 22.6269
2092 | 1.3194 | 2.471 | 14.3338 | 0.49661 | 12.5616 | 1.3911 | 12.5616 | 1.3911 |  | 7.0268 | 14.9109 | 21.9046 | 3.5408 | 1.86 | 6.4282 |  | 9.2913 | 17.6799 | 23.4193 | 3.5202 | 1.86 | 3.5587 |  | 6.2344 | 14.4135 | 21.9045 | 0.49671 | 6.419 | 19.2545 |  | 6.2344 | 14.4135 | 21.9045 | 0.49671 | 6.419 | 19.2545 |  | 3.7904 | 14.8304 | 13.9527 | 13.9527 |  | 10.5676 | 16.7709 | 28.3329 | 12.8115 | 19.5399 | 26.9779 | 6.7311 | 20.8325 | 41.159 | 6.7311 | 20.8325 | 41.159 |  | 11.3679 | 11.8389 | 3.5196 | 0 | 3.3771 | 0 | 3.3771 | 0 |  | 0 | 0.0026857 | 0 | 0.0015475 | 4.0231 | 2.8329 | 4.0231 | 2.8329 |  | 14.5026 | 8.1237 | 14.5026 | 8.1237 |  | 22.6263 | 22.6263
2093 | -6.2234 | 2.6993 | 10.0829 | 0.49661 | 8.2332 | 0.9077 | 8.2332 | 0.9077 |  | 7.0257 | 14.9103 | 21.9046 | 3.5408 | 1.86 | 6.4279 |  | 9.2913 | 17.6799 | 23.4193 | 3.5202 | 1.86 | 3.5586 |  | 6.2344 | 14.4135 | 21.9045 | 0.49671 | 6.4184 | 19.2541 |  | 6.2344 | 14.4135 | 21.9045 | 0.49671 | 6.4184 | 19.2541 |  | -3.524 | 10.5795 | 9.1409 | 9.1409 |  | 10.5665 | 16.7703 | 28.3326 | 12.8115 | 19.5399 | 26.9779 | 6.7311 | 20.8319 | 41.1586 | 6.7311 | 20.8319 | 41.1586 |  | 11.3679 | 12.1543 | 3.4746 | 0 | 3.3245 | 0 | 3.3245 | 0 |  | 0 | 0.0026821 | 0 | 0.0015472 | 4.0231 | 2.8327 | 4.0231 | 2.8327 |  | 14.5025 | 8.1236 | 14.5025 | 8.1236 |  | 22.6262 | 22.6262
2094 | 0.63569 | 2.8484 | 12.5732 | 0.49661 | 10.7639 | 0.58471 | 10.7639 | 0.58471 |  | 7.0247 | 14.9095 | 21.9046 | 3.5408 | 1.86 | 6.4289 |  | 9.2913 | 17.6798 | 23.4193 | 3.5202 | 1.86 | 3.5586 |  | 6.2344 | 14.4135 | 21.9045 | 0.49671 | 6.4178 | 19.2536 |  | 6.2344 | 14.4135 | 21.9045 | 0.49671 | 6.4178 | 19.2536 |  | 3.4841 | 13.0698 | 11.3486 | 11.3486 |  | 10.5655 | 16.7695 | 28.3336 | 12.8115 | 19.5398 | 26.9779 | 6.7311 | 20.8314 | 41.1581 | 6.7311 | 20.8314 | 41.1581 |  | 11.3679 | 12.3602 | 3.4108 | 0 | 3.2532 | 0 | 3.2532 | 0 |  | 0 | 0.0026792 | 0 | 0.0015471 | 4.0231 | 2.8325 | 4.0231 | 2.8325 |  | 14.5024 | 8.1239 | 14.5024 | 8.1239 |  | 22.6263 | 22.6263
2095 | 7.3661 | 2.9624 | 21.7993 | 0.49661 | 20.0249 | 0.71052 | 20.0249 | 0.71052 |  | 7.0239 | 14.9088 | 21.9046 | 3.5407 | 1.86 | 6.4285 |  | 9.2913 | 17.6798 | 23.4193 | 3.5202 | 1.86 | 3.5586 |  | 6.2344 | 14.4135 | 21.9045 | 0.49671 | 6.4171 | 19.2533 |  | 6.2344 | 14.4135 | 21.9045 | 0.49671 | 6.4171 | 19.2533 |  | 10.3285 | 22.2959 | 20.7355 | 20.7355 |  | 10.5647 | 16.7688 | 28.3332 | 12.8115 | 19.5398 | 26.9779 | 6.7311 | 20.8306 | 41.1577 | 6.7311 | 20.8306 | 41.1577 |  | 11.3679 | 12.5177 | 3.7936 | 0 | 3.6772 | 0 | 3.6772 | 0 |  | 0 | 0.0026774 | 0 | 0.0015471 | 4.0231 | 2.8333 | 4.0231 | 2.8333 |  | 14.5024 | 8.1227 | 14.5024 | 8.1227 |  | 22.625 | 22.625
2096 | -0.16535 | 2.8864 | 23.0005 | 9.3525 | 21.7546 | 9.269 | 21.7546 | 9.269 |  | 7.0233 | 14.9082 | 21.9046 | 3.5407 | 1.86 | 6.4281 |  | 9.2913 | 17.6797 | 23.4193 | 3.5202 | 1.86 | 3.5586 |  | 6.2344 | 14.4135 | 21.9045 | 0.49671 | 6.4162 | 19.255 |  | 6.2344 | 14.4135 | 21.9045 | 0.49671 | 6.4162 | 19.255 |  | 2.7211 | 32.3531 | 31.0236 | 31.0236 |  | 10.564 | 16.7682 | 28.3327 | 12.8115 | 19.5397 | 26.9779 | 6.7311 | 20.8297 | 41.1595 | 6.7311 | 20.8297 | 41.1595 |  | 23.442 | 12.4128 | 8.7338 | 3.5993 | 8.3102 | 3.417 | 8.3102 | 3.417 |  | 0 | 0.002675 | 0 | 0.0015471 | 4.0231 | 2.8332 | 4.0231 | 2.8332 |  | 14.5023 | 8.1217 | 14.5023 | 8.1217 |  | 22.6239 | 22.6239
2097 | -1.7566 | 2.6636 | 23.0966 | 15.1128 | 21.893 | 15.4677 | 21.893 | 15.4677 |  | 7.0225 | 14.9077 | 21.9046 | 3.5407 | 1.86 | 6.4276 |  | 9.2913 | 17.6797 | 23.4193 | 3.5202 | 1.86 | 3.5586 |  | 6.2344 | 14.4135 | 21.9045 | 0.49671 | 6.4153 | 19.2548 |  | 6.2344 | 14.4135 | 21.9045 | 0.49671 | 6.4153 | 19.2548 |  | 0.90694 | 38.2094 | 37.3607 | 37.3607 |  | 10.5633 | 16.7677 | 28.3323 | 12.8115 | 19.5397 | 26.9779 | 6.7311 | 20.8288 | 41.1593 | 6.7311 | 20.8288 | 41.1593 |  | 20.684 | 12.1049 | 7.5415 | 4.3183 | 7.4213 | 3.9916 | 7.4213 | 3.9916 |  | 0 | 0.0026743 | 0 | 0.001547 | 4.0231 | 2.8331 | 4.0231 | 2.8331 |  | 14.5022 | 8.1208 | 14.5022 | 8.1208 |  | 22.623 | 22.623
2098 | -1.8839 | 5.3588 | 24.2083 | 18.8102 | 21.904 | 19.8122 | 21.904 | 19.8122 |  | 7.0219 | 14.9072 | 21.9046 | 3.5408 | 1.86 | 6.4272 |  | 9.2913 | 17.6797 | 23.4193 | 3.5202 | 1.86 | 3.5586 |  | 6.2344 | 14.4135 | 21.9045 | 0.49671 | 6.4145 | 19.2546 |  | 6.2344 | 14.4135 | 21.9045 | 0.49671 | 6.4145 | 19.2546 |  | 3.4748 | 43.0185 | 41.7162 | 41.7162 |  | 10.5627 | 16.7672 | 28.3319 | 12.8115 | 19.5397 | 26.9779 | 6.7311 | 20.828 | 41.1591 | 6.7311 | 20.828 | 41.1591 |  | 22.311 | 15.8278 | 7.5635 | 5.3989 | 8.0124 | 5.5861 | 8.0124 | 5.5861 |  | 0 | 0.0026725 | 0 | 0.001547 | 4.023 | 2.8329 | 4.023 | 2.8329 |  | 14.5022 | 8.1202 | 14.5022 | 8.1202 |  | 22.6223 | 22.6223
2099 | -1.8941 | 4.5509 | 24.1971 | 18.796 | 21.9049 | 19.8869 | 21.9049 | 19.8869 |  | 7.0213 | 14.9068 | 21.9046 | 3.5407 | 1.86 | 6.4268 |  | 9.2913 | 17.6797 | 23.4193 | 3.5202 | 1.86 | 3.5586 |  | 6.2344 | 14.4135 | 21.9045 | 0.49671 | 6.4137 | 19.2544 |  | 6.2344 | 14.4135 | 21.9045 | 0.49671 | 6.4137 | 19.2544 |  | 2.6568 | 42.9932 | 41.7918 | 41.7918 |  | 10.562 | 16.7668 | 28.3314 | 12.8115 | 19.5397 | 26.9779 | 6.7311 | 20.8272 | 41.1588 | 6.7311 | 20.8272 | 41.1588 |  | 15.0451 | 14.7118 | 5.5357 | 5.4893 | 5.4031 | 5.3771 | 5.4031 | 5.3771 |  | 0 | 0.0026718 | 0 | 0.001547 | 4.023 | 2.8329 | 4.023 | 2.8329 |  | 14.5021 | 8.1195 | 14.5021 | 8.1195 |  | 22.6217 | 22.6217
2100 | -3.9011 | 3.0872 | 22.2613 | 16.9791 | 19.8988 | 18.6131 | 19.8988 | 18.6131 |  | 7.0207 | 14.9065 | 21.9046 | 3.5408 | 1.86 | 6.4263 |  | 9.2913 | 17.6796 | 23.4193 | 3.5202 | 1.86 | 3.5586 |  | 6.2344 | 14.4135 | 21.9045 | 0.49671 | 6.413 | 19.2544 |  | 6.2344 | 14.4135 | 21.9045 | 0.49671 | 6.413 | 19.2544 |  | -0.81392 | 39.2404 | 38.5119 | 38.5119 |  | 10.5615 | 16.7665 | 28.331 | 12.8115 | 19.5396 | 26.9779 | 6.7311 | 20.8265 | 41.1588 | 6.7311 | 20.8265 | 41.1588 |  | 11.3679 | 12.6901 | 4.1463 | 4.965 | 4.0299 | 4.6207 | 4.0299 | 4.6207 |  | 0 | 0.0026715 | 0 | 0.001547 | 4.023 | 2.8328 | 4.023 | 2.8328 |  | 14.5021 | 8.119 | 14.5021 | 8.119 |  | 22.6211 | 22.6211
2101 | -5.2396 | 3.0758 | 18.9849 | 15.059 | 16.5542 | 17.1893 | 16.5542 | 17.1893 |  | 7.0202 | 14.9062 | 21.9046 | 3.5407 | 1.86 | 6.4256 |  | 9.2913 | 17.6796 | 23.4193 | 3.5202 | 1.86 | 3.5586 |  | 6.2344 | 14.4135 | 21.9045 | 0.49671 | 6.4163 | 19.2542 |  | 6.2344 | 14.4135 | 21.9045 | 0.49671 | 6.4163 | 19.2542 |  | -2.1638 | 34.0439 | 33.7435 | 33.7435 |  | 10.5609 | 16.7662 | 28.3303 | 12.8115 | 19.5396 | 26.9779 | 6.7311 | 20.8299 | 41.1587 | 6.7311 | 20.8299 | 41.1587 |  | 11.3679 | 12.6743 | 4.0112 | 4.8419 | 3.8799 | 4.56 | 3.8799 | 4.56 |  | 0 | 0.0026714 | 0 | 0.001547 | 4.023 | 2.8308 | 4.023 | 2.8308 |  | 14.5021 | 8.123 | 14.5021 | 8.123 |  | 22.625 | 22.625
2102 | -5.8556 | 3.106 | 15.0905 | 13.1189 | 12.5936 | 15.6949 | 12.5936 | 15.6949 |  | 7.0198 | 14.906 | 21.9046 | 3.5407 | 1.86 | 6.4261 |  | 9.2913 | 17.6796 | 23.4193 | 3.5202 | 1.86 | 3.5586 |  | 6.2344 | 14.4135 | 21.9045 | 0.49671 | 6.4157 | 19.2542 |  | 6.2344 | 14.4135 | 21.9045 | 0.49671 | 6.4157 | 19.2542 |  | -2.7496 | 28.2094 | 28.2886 | 28.2886 |  | 10.5605 | 16.766 | 28.3307 | 12.8115 | 19.5396 | 26.9779 | 6.7311 | 20.8292 | 41.1587 | 6.7311 | 20.8292 | 41.1587 |  | 11.3679 | 12.716 | 3.8086 | 4.7052 | 3.6472 | 4.4869 | 3.6472 | 4.4869 |  | 0 | 0.0026713 | 0 | 0.001547 | 4.023 | 2.833 | 4.023 | 2.833 |  | 14.502 | 8.1224 | 14.502 | 8.1224 |  | 22.6244 | 22.6244
2103 | -3.3856 | 3.2012 | 13.6619 | 11.576 | 11.103 | 14.4821 | 11.103 | 14.4821 |  | 7.0195 | 14.9059 | 21.9046 | 3.5406 | 1.86 | 6.4255 |  | 9.2913 | 17.6813 | 23.4193 | 3.5202 | 1.86 | 3.5586 |  | 6.2344 | 14.4135 | 21.9045 | 0.49671 | 6.4151 | 19.2542 |  | 6.2344 | 14.4135 | 21.9045 | 0.49671 | 6.4151 | 19.2542 |  | -0.18443 | 25.2379 | 25.5851 | 25.5851 |  | 10.5601 | 16.7659 | 28.3301 | 12.8115 | 19.5413 | 26.9779 | 6.7311 | 20.8286 | 41.1587 | 6.7311 | 20.8286 | 41.1587 |  | 11.3679 | 12.8476 | 3.6435 | 4.5684 | 3.4559 | 4.4442 | 3.4559 | 4.4442 |  | 0 | 0.0026714 | 0 | 0.001547 | 4.023 | 2.833 | 4.023 | 2.833 |  | 14.502 | 8.1218 | 14.502 | 8.1218 |  | 22.6238 | 22.6238
2104 | -4.3824 | 3.0221 | 11.2373 | 10.9124 | 8.6156 | 13.8202 | 8.6156 | 13.8202 |  | 7.0192 | 14.9059 | 21.9046 | 3.5406 | 1.86 | 6.425 |  | 9.2913 | 17.6812 | 23.4193 | 3.5202 | 1.86 | 3.5586 |  | 6.2344 | 14.4135 | 21.9045 | 0.49671 | 6.4145 | 19.2542 |  | 6.2344 | 14.4135 | 21.9045 | 0.49671 | 6.4145 | 19.2542 |  | -1.3603 | 22.1497 | 22.4358 | 22.4358 |  | 10.5598 | 16.7659 | 28.3296 | 12.8115 | 19.5412 | 26.9779 | 6.7311 | 20.8281 | 41.1587 | 6.7311 | 20.8281 | 41.1587 |  | 11.3679 | 12.6001 | 3.5009 | 4.2533 | 3.287 | 4.2962 | 3.287 | 4.2962 |  | 0 | 0.0026713 | 0 | 0.001547 | 4.023 | 2.833 | 4.023 | 2.833 |  | 14.502 | 8.1212 | 14.502 | 8.1212 |  | 22.6232 | 22.6232
2105 | 1.8455 | 2.44 | 14.9229 | 10.9531 | 12.3562 | 14.4327 | 12.3562 | 14.4327 |  | 7.0191 | 14.9059 | 21.9046 | 3.5406 | 1.86 | 6.4245 |  | 9.2913 | 17.6812 | 23.4193 | 3.5202 | 1.86 | 3.5586 |  | 6.2344 | 14.4135 | 21.9045 | 0.49671 | 6.4141 | 19.2542 |  | 6.2344 | 14.4135 | 21.9045 | 0.49671 | 6.4141 | 19.2542 |  | 4.2855 | 25.876 | 26.7888 | 26.7888 |  | 10.5596 | 16.7659 | 28.3291 | 12.8115 | 19.5412 | 26.9779 | 6.7311 | 20.8276 | 41.1587 | 6.7311 | 20.8276 | 41.1587 |  | 11.3679 | 11.7961 | 3.5422 | 4.2317 | 3.3358 | 4.0221 | 3.3358 | 4.0221 |  | 0 | 0.0026712 | 0 | 0.001547 | 4.023 | 2.833 | 4.023 | 2.833 |  | 14.502 | 8.1206 | 14.502 | 8.1206 |  | 22.6226 | 22.6226
2106 | -4.6497 | 3.2168 | 12.2308 | 9.6747 | 9.6015 | 12.946 | 9.6015 | 12.946 |  | 7.019 | 14.9059 | 21.9046 | 3.5405 | 1.86 | 6.424 |  | 9.2913 | 17.6811 | 23.4193 | 3.5202 | 1.86 | 3.5586 |  | 6.2344 | 14.4135 | 21.9045 | 0.49671 | 6.4056 | 19.2542 |  | 6.2344 | 14.4135 | 21.9045 | 0.49671 | 6.4056 | 19.2542 |  | -1.4329 | 21.9055 | 22.5474 | 22.5474 |  | 10.5595 | 16.7659 | 28.3287 | 12.8115 | 19.5411 | 26.9779 | 6.7311 | 20.8191 | 41.1587 | 6.7311 | 20.8191 | 41.1587 |  | 11.3679 | 12.8691 | 3.5797 | 4.1797 | 3.3846 | 4.354 | 3.3846 | 4.354 |  | 0 | 0.0026712 | 0 | 0.001547 | 4.023 | 2.833 | 4.023 | 2.833 |  | 14.502 | 8.12 | 14.502 | 8.12 |  | 22.622 | 22.622
2107 | 3.5176 | 3.0388 | 17.5932 | 9.2425 | 15.0141 | 12.9893 | 15.0141 | 12.9893 |  | 7.0189 | 14.9059 | 21.9046 | 3.5405 | 1.86 | 6.4237 |  | 9.2913 | 17.6811 | 23.4193 | 3.5202 | 1.86 | 3.5586 |  | 6.2344 | 14.4135 | 21.9045 | 0.49671 | 6.4 | 19.2542 |  | 6.2344 | 14.4135 | 21.9045 | 0.49671 | 6.4 | 19.2542 |  | 6.5565 | 26.8356 | 28.0034 | 28.0034 |  | 10.5594 | 16.7659 | 28.3283 | 12.8115 | 19.5411 | 26.9779 | 6.7311 | 20.8135 | 41.1587 | 6.7311 | 20.8135 | 41.1587 |  | 11.3679 | 12.6233 | 3.666 | 4.1061 | 3.4784 | 3.9899 | 3.4784 | 3.9899 |  | 0 | 0.0026711 | 0 | 0.001547 | 4.023 | 2.833 | 4.023 | 2.833 |  | 14.502 | 8.1194 | 14.502 | 8.1194 |  | 22.6214 | 22.6214
2108 | -1.3968 | 2.6913 | 18.0409 | 7.9333 | 15.5123 | 11.5011 | 15.5123 | 11.5011 |  | 7.0189 | 14.9059 | 21.9046 | 3.5405 | 1.86 | 6.4233 |  | 9.2913 | 17.6811 | 23.4193 | 3.5202 | 1.86 | 3.5586 |  | 6.2344 | 14.4135 | 21.9045 | 0.49671 | 6.3954 | 19.2542 |  | 6.2344 | 14.4135 | 21.9045 | 0.49671 | 6.3954 | 19.2542 |  | 1.2945 | 25.9742 | 27.0135 | 27.0135 |  | 10.5594 | 16.7659 | 28.328 | 12.8115 | 19.5411 | 26.9779 | 6.7311 | 20.8089 | 41.1587 | 6.7311 | 20.8089 | 41.1587 |  | 11.3679 | 12.1432 | 3.8611 | 4.0281 | 3.6997 | 4.2404 | 3.6997 | 4.2404 |  | 0 | 0.002671 | 0 | 0.001547 | 4.023 | 2.833 | 4.023 | 2.833 |  | 14.502 | 8.1189 | 14.502 | 8.1189 |  | 22.6209 | 22.6209
2109 | 3.9863 | 2.8982 | 22.6999 | 8.4051 | 21.3936 | 10.8487 | 21.3936 | 10.8487 |  | 7.0189 | 14.9059 | 21.9046 | 3.5404 | 1.86 | 6.423 |  | 9.2913 | 17.681 | 23.4193 | 3.5202 | 1.86 | 3.5586 |  | 6.2344 | 14.4135 | 21.9045 | 0.49671 | 6.3881 | 19.2542 |  | 6.2344 | 14.4135 | 21.9045 | 0.49671 | 6.3881 | 19.2542 |  | 6.8845 | 31.105 | 32.2423 | 32.2423 |  | 10.5594 | 16.7659 | 28.3277 | 12.8115 | 19.541 | 26.9779 | 6.7311 | 20.8016 | 41.1587 | 6.7311 | 20.8016 | 41.1587 |  | 11.7985 | 12.429 | 4.767 | 3.9891 | 4.0307 | 4.0287 | 4.0307 | 4.0287 |  | 0 | 0.0026709 | 0 | 0.001547 | 4.023 | 2.833 | 4.023 | 2.833 |  | 14.502 | 8.1183 | 14.502 | 8.1183 |  | 22.6203 | 22.6203
2110 | -1.4245 | 3.0124 | 23.0726 | 10.1895 | 21.8641 | 12.6038 | 21.8641 | 12.6038 |  | 7.0189 | 14.9059 | 21.9046 | 3.5404 | 1.86 | 6.4228 |  | 9.2913 | 17.681 | 23.4193 | 3.5202 | 1.86 | 3.5586 |  | 6.2344 | 14.4135 | 21.9045 | 0.49671 | 6.3821 | 19.2542 |  | 6.2344 | 14.4135 | 21.9045 | 0.49671 | 6.3821 | 19.2542 |  | 1.5879 | 33.2621 | 34.4679 | 34.4679 |  | 10.5593 | 16.7659 | 28.3274 | 12.8115 | 19.541 | 26.9779 | 6.7311 | 20.7957 | 41.1587 | 6.7311 | 20.7957 | 41.1587 |  | 14.7101 | 12.5868 | 5.3856 | 4.0888 | 5.2633 | 4.1214 | 5.2633 | 4.1214 |  | 0 | 0.0026709 | 0 | 0.001547 | 4.023 | 2.8329 | 4.023 | 2.8329 |  | 14.502 | 8.1177 | 14.502 | 8.1177 |  | 22.6197 | 22.6197
2111 | -1.8574 | 2.6581 | 23.1024 | 11.1441 | 21.9017 | 13.9543 | 21.9017 | 13.9543 |  | 7.0189 | 14.9059 | 21.9046 | 3.5404 | 1.86 | 6.4226 |  | 9.2913 | 17.681 | 23.4193 | 3.5202 | 1.86 | 3.5586 |  | 6.2344 | 14.4135 | 21.9045 | 0.49671 | 6.3794 | 19.2542 |  | 6.2344 | 14.4135 | 21.9045 | 0.49671 | 6.3794 | 19.2542 |  | 0.80079 | 34.2465 | 35.856 | 35.856 |  | 10.5593 | 16.7659 | 28.3272 | 12.8115 | 19.541 | 26.9779 | 6.7311 | 20.7929 | 41.1587 | 6.7311 | 20.7929 | 41.1587 |  | 14.5143 | 12.0974 | 5.2812 | 4.2057 | 5.2124 | 4.0689 | 5.2124 | 4.0689 |  | 0 | 0.0026708 | 0 | 0.001547 | 4.023 | 2.8329 | 4.023 | 2.8329 |  | 14.502 | 8.1172 | 14.502 | 8.1172 |  | 22.6191 | 22.6191
2112 | -4.4541 | 3.2275 | 20.6329 | 9.6988 | 19.3427 | 12.3102 | 19.3427 | 12.3102 |  | 7.0189 | 14.9059 | 21.9046 | 3.5404 | 1.86 | 6.4224 |  | 9.2913 | 17.681 | 23.4193 | 3.5202 | 1.86 | 3.5586 |  | 6.2344 | 14.4135 | 21.9045 | 0.49671 | 6.3757 | 19.2542 |  | 6.2344 | 14.4135 | 21.9045 | 0.49671 | 6.3757 | 19.2542 |  | -1.2266 | 30.3317 | 31.6529 | 31.6529 |  | 10.5593 | 16.7659 | 28.3271 | 12.8115 | 19.541 | 26.9779 | 6.7311 | 20.7893 | 41.1587 | 6.7311 | 20.7893 | 41.1587 |  | 11.3679 | 12.8839 | 4.0787 | 4.184 | 4.0149 | 4.3207 | 4.0149 | 4.3207 |  | 0 | 0.0026708 | 0 | 0.001547 | 4.023 | 2.8328 | 4.023 | 2.8328 |  | 14.502 | 8.1166 | 14.502 | 8.1166 |  | 22.6186 | 22.6186
2113 | -4.5328 | 2.6422 | 18.0826 | 8.3764 | 16.7049 | 11.3824 | 16.7049 | 11.3824 |  | 7.0189 | 14.9059 | 21.9046 | 3.5404 | 1.86 | 6.4223 |  | 9.2913 | 17.681 | 23.4193 | 3.5202 | 1.86 | 3.5586 |  | 6.2344 | 14.4135 | 21.9045 | 0.49671 | 6.372 | 19.2542 |  | 6.2344 | 14.4135 | 21.9045 | 0.49671 | 6.372 | 19.2542 |  | -1.8906 | 26.4589 | 28.0873 | 28.0873 |  | 10.5593 | 16.7659 | 28.3269 | 12.8115 | 19.541 | 26.9779 | 6.7311 | 20.7855 | 41.1587 | 6.7311 | 20.7855 | 41.1587 |  | 11.3679 | 12.0755 | 3.9436 | 4.0671 | 3.8686 | 3.9619 | 3.8686 | 3.9619 |  | 0 | 0.0026709 | 0 | 0.001547 | 4.023 | 2.8328 | 4.023 | 2.8328 |  | 14.502 | 8.1161 | 14.502 | 8.1161 |  | 22.618 | 22.618
2114 | -8.4512 | 2.7435 | 11.6122 | 6.8762 | 10.1487 | 10.1764 | 10.1487 | 10.1764 |  | 7.0189 | 14.9059 | 21.9046 | 3.5404 | 1.86 | 6.4222 |  | 9.2913 | 17.681 | 23.4193 | 3.5202 | 1.86 | 3.5586 |  | 6.2344 | 14.4135 | 21.9045 | 0.49671 | 6.365 | 19.2542 |  | 6.2344 | 14.4135 | 21.9045 | 0.49671 | 6.365 | 19.2542 |  | -5.7077 | 18.4884 | 20.325 | 20.325 |  | 10.5593 | 16.7659 | 28.3269 | 12.8115 | 19.541 | 26.9779 | 6.7311 | 20.7785 | 41.1587 | 6.7311 | 20.7785 | 41.1587 |  | 11.3679 | 12.2153 | 3.6547 | 3.9372 | 3.5534 | 3.9271 | 3.5534 | 3.9271 |  | 0 | 0.0026708 | 0 | 0.0015471 | 4.023 | 2.8327 | 4.023 | 2.8327 |  | 14.502 | 8.1156 | 14.502 | 8.1156 |  | 22.6176 | 22.6176
2115 | -4.8525 | 2.6944 | 8.738 | 5.5849 | 7.1911 | 9.2222 | 7.1911 | 9.2222 |  | 7.0189 | 14.9059 | 21.9046 | 3.5404 | 1.86 | 6.4222 |  | 9.2913 | 17.681 | 23.4193 | 3.5202 | 1.86 | 3.5586 |  | 6.2344 | 14.4135 | 21.9045 | 0.49671 | 6.3641 | 19.2542 |  | 6.2344 | 14.4135 | 21.9045 | 0.49671 | 6.3641 | 19.2542 |  | -2.1581 | 14.3229 | 16.4133 | 16.4133 |  | 10.5593 | 16.7659 | 28.3268 | 12.8115 | 19.541 | 26.9779 | 6.7311 | 20.7776 | 41.1587 | 6.7311 | 20.7776 | 41.1587 |  | 11.3679 | 12.1476 | 3.3133 | 3.7986 | 3.1744 | 3.8212 | 3.1744 | 3.8212 |  | 0 | 0.0026708 | 0 | 0.0015471 | 4.023 | 2.8327 | 4.023 | 2.8327 |  | 14.502 | 8.1151 | 14.502 | 8.1151 |  | 22.6171 | 22.6171
2116 | -5.6613 | 2.642 | 5.0489 | 4.5262 | 3.4248 | 8.5425 | 3.4248 | 8.5425 |  | 7.0189 | 14.9059 | 21.9046 | 3.5404 | 1.86 | 6.4222 |  | 9.2913 | 17.681 | 23.4193 | 3.5202 | 1.86 | 3.5586 |  | 6.2344 | 14.4135 | 21.9045 | 0.49671 | 6.3641 | 19.2542 |  | 6.2344 | 14.4135 | 21.9045 | 0.49671 | 6.3641 | 19.2542 |  | -3.0193 | 9.5751 | 11.9674 | 11.9674 |  | 10.5593 | 16.7659 | 28.3268 | 12.8115 | 19.541 | 26.9779 | 6.7311 | 20.7776 | 41.1587 | 6.7311 | 20.7776 | 41.1587 |  | 11.3679 | 12.0752 | 2.9831 | 3.6773 | 2.7804 | 3.7306 | 2.7804 | 3.7306 |  | 0 | 0.0026709 | 0 | 0.0015471 | 4.023 | 2.8326 | 4.023 | 2.8326 |  | 14.502 | 8.1147 | 14.502 | 8.1147 |  | 22.6167 | 22.6167
2117 | 0.9146 | 2.6799 | 7.8199 | 3.6267 | 6.2344 | 7.9761 | 6.2344 | 7.9761 |  | 7.0189 | 14.9059 | 21.9046 | 3.5404 | 1.86 | 6.4222 |  | 9.2913 | 17.681 | 23.4193 | 3.5202 | 1.86 | 3.5586 |  | 6.2344 | 14.4135 | 21.9045 | 0.49671 | 6.364 | 19.2542 |  | 6.2344 | 14.4135 | 21.9045 | 0.49671 | 6.364 | 19.2542 |  | 3.5945 | 11.4467 | 14.2105 | 14.2105 |  | 10.5593 | 16.7659 | 28.3268 | 12.8115 | 19.541 | 26.9779 | 6.7311 | 20.7775 | 41.1587 | 6.7311 | 20.7775 | 41.1587 |  | 11.3679 | 12.1275 | 2.938 | 3.569 | 2.7242 | 3.6908 | 2.7242 | 3.6908 |  | 0 | 0.0026709 | 0 | 0.0015471 | 4.023 | 2.8325 | 4.023 | 2.8325 |  | 14.502 | 8.1143 | 14.502 | 8.1143 |  | 22.6163 | 22.6163
2118 | -2.5256 | 2.6799 | 7.1529 | 2.7552 | 5.6038 | 7.4246 | 5.6038 | 7.4246 |  | 7.0189 | 14.9059 | 21.9046 | 3.5404 | 1.86 | 6.4222 |  | 9.2913 | 17.681 | 23.4193 | 3.5202 | 1.86 | 3.5586 |  | 6.2344 | 14.4135 | 21.9045 | 0.49671 | 6.3638 | 19.2542 |  | 6.2344 | 14.4135 | 21.9045 | 0.49671 | 6.3638 | 19.2542 |  | 0.15428 | 9.9081 | 13.0284 | 13.0284 |  | 10.5593 | 16.7659 | 28.3268 | 12.8115 | 19.541 | 26.9779 | 6.7311 | 20.7773 | 41.1587 | 6.7311 | 20.7773 | 41.1587 |  | 11.3679 | 12.1275 | 3.0619 | 3.465 | 2.8818 | 3.6427 | 2.8818 | 3.6427 |  | 0 | 0.0026708 | 0 | 0.0015471 | 4.023 | 2.8325 | 4.023 | 2.8325 |  | 14.502 | 8.114 | 14.502 | 8.114 |  | 22.6159 | 22.6159
[56 empty] | 0 | 0 | 0 | 0 | 0 | 0 | 0 | 0 |  | 0 | 0 | 0 | 0 | 0 | 0 | 0 | 0
2007 | 13.24 | 8.73 | 13.24 | 8.73 | 11.2792 | 8.4475 | 11.2792 | 8.4475 |  | 13.24 | 13.24 | 13.24 | [11 empty] | 13.2402 | 13.2402 | 13.2402 | 8.4475 | 8.4475 | 8.4475 |  | 13.2402 | 13.2402 | 13.2402 | 8.4475 | 8.4475 | 8.4475 |  |  | 21.97 | 19.7267 | 19.7267 |  | 21.97 | 21.97 | 21.97 | 21.97 | 21.97 | 21.97 | 21.6877 | 21.6877 | 21.6877 | 21.6877 | 21.6877 | 21.6877 | [19 empty] | 11.2792 | 8.4475 | 11.2792 | 8.4475 |  | 19.7267 | 19.7267
2008 | 16.0122 | 3.6883 | 15.8758 | 11.4751 | 9.7104 | 6.656 | 9.7104 | 6.656 |  | 10.606 | 15.0697 | 20.532 | [11 empty] | 9.1208 | 13.0452 | 15.1952 | 6.5298 | 7.391 | 10.7382 |  | 9.1208 | 13.0452 | 15.1952 | 6.5298 | 7.391 | 10.7382 |  |  | 23.2709 | 16.3663 | 16.3663 |  | 4.236 | 8.6997 | 40.4145 | 17.7311 | 22.2427 | 27.3416 | 15.6506 | 20.4362 | 25.9333 | 15.6506 | 20.4362 | 25.9333 | [19 empty] | 12.6478 | 7.9719 | 12.6478 | 7.9719 |  | 20.6197 | 20.6197
2009 | -1.6052 | 3.9391 | 16.2911 | 9.9117 | 14.1312 | 5.6882 | 14.1312 | 5.6882 |  | 9.6399 | 16.7443 | 21.6659 | [11 empty] | 8.1552 | 14.3789 | 16.2552 | 4.877 | 6.556 | 12.5369 |  | 8.1552 | 14.3789 | 16.2552 | 4.877 | 6.556 | 12.5369 |  |  | 19.868 | 19.8194 | 19.8194 |  | 3.2699 | 10.3743 | 41.7713 | 15.3979 | 22.8657 | 29.2795 | 13.0323 | 20.9348 | 28.7922 | 13.0323 | 20.9348 | 28.7922 | [19 empty] | 13.4547 | 7.8917 | 13.4547 | 7.8917 |  | 21.3465 | 21.3465
2010 | -0.41498 | 3.2369 | 17.3479 | 12.9037 | 13.9741 | 5.5021 | 13.9741 | 5.5021 |  | 9.2646 | 17.8398 | 21.872 | [11 empty] | 8.0648 | 14.1792 | 17.3056 | 3.5665 | 6.413 | 14.0497 |  | 8.0648 | 14.1792 | 17.3056 | 3.5665 | 6.413 | 14.0497 |  |  | 16.3773 | 19.4762 | 19.4762 |  | 2.8946 | 11.4698 | 41.9819 | 12.9452 | 23.0507 | 31.1315 | 11.6314 | 20.5921 | 31.3553 | 11.6314 | 20.5921 | 31.3553 | [19 empty] | 13.7659 | 8.1726 | 13.7659 | 8.1726 |  | 21.9386 | 21.9386
2011 | 1.8981 | 3.6591 | 21.0186 | 16.7836 | 16.1692 | 4.7306 | 16.1692 | 4.7306 |  | 9.8223 | 18.637 | 21.9007 | [11 empty] | 8.2053 | 15.1202 | 18.4535 | 2.6719 | 6.59 | 15.3744 |  | 8.2053 | 15.1202 | 18.4535 | 2.6719 | 6.59 | 15.3744 |  |  | 9.5492 | 20.8998 | 20.8998 |  | 3.4523 | 12.267 | 42.0107 | 12.3093 | 23.4093 | 33.4627 | 10.8773 | 21.7102 | 33.8279 | 10.8773 | 21.7102 | 33.8279 | [19 empty] | 14.0669 | 8.3541 | 14.0669 | 8.3541 |  | 22.421 | 22.421
2012 | -1.5916 | 3.6932 | 21.1128 | 16.6487 | 15.4292 | 4.9612 | 15.4292 | 4.9612 |  | 9.7747 | 19.3866 | 21.9045 | [11 empty] | 7.7101 | 14.8881 | 19.1424 | 2.4254 | 6.0889 | 17.8496 |  | 7.7101 | 14.8881 | 19.1424 | 2.4254 | 6.0889 | 17.8496 |  |  | 6.2058 | 20.3904 | 20.3904 |  | 3.4047 | 13.0166 | 42.0145 | 11.5254 | 22.7027 | 35.8116 | 10.1356 | 20.9771 | 36.992 | 10.1356 | 20.9771 | 36.992 | [19 empty] | 14.3292 | 8.59 | 14.3292 | 8.59 |  | 22.9191 | 22.9191
2013 | -2.5639 | 3.2815 | 20.0468 | 15.5025 | 14.9996 | 5.1851 | 14.9996 | 5.1851 |  | 10.3562 | 19.6811 | 21.9048 | [11 empty] | 7.9794 | 14.8793 | 20.5473 | 2.5554 | 6.0163 | 18.1111 |  | 7.9794 | 14.8793 | 20.5473 | 2.5554 | 6.0163 | 18.1111 |  |  | 3.7163 | 20.1847 | 20.1847 |  | 3.9862 | 13.3111 | 42.0148 | 10.861 | 22.1873 | 36.9898 | 10.5349 | 20.8956 | 38.6584 | 10.5349 | 20.8956 | 38.6584 | [19 empty] | 14.483 | 8.7948 | 14.483 | 8.7948 |  | 23.2778 | 23.2778
2014 | -1.2554 | 7.1271 | 22.9336 | 18.2342 | 11.0506 | 5.0124 | 11.0506 | 5.0124 |  | 10.4195 | 19.6581 | 21.905 | [11 empty] | 8.2166 | 14.9898 | 21.1442 | 2.322 | 5.8957 | 18.4829 |  | 8.2166 | 14.9898 | 21.1442 | 2.322 | 5.8957 | 18.4829 |  |  | 5.941 | 16.063 | 16.063 |  | 4.0495 | 13.2881 | 42.015 | 10.738 | 22.5875 | 37.7744 | 10.5386 | 20.8854 | 39.6271 | 10.5386 | 20.8854 | 39.6271 | [19 empty] | 14.6292 | 8.9294 | 14.6292 | 8.9294 |  | 23.5586 | 23.5586
2015 | -1.8438 | 11.093 | 24.1953 | 20.0725 | 11.7547 | 5.2362 | 11.7547 | 5.2362 |  | 10.2977 | 19.9718 | 21.905 | [11 empty] | 8.6672 | 14.9606 | 21.7038 | 2.5512 | 6.2318 | 18.4828 |  | 8.6672 | 14.9606 | 21.7038 | 2.5512 | 6.2318 | 18.4828 |  |  | 4.8465 | 16.991 | 16.991 |  | 3.9277 | 13.6018 | 42.015 | 9.8883 | 22.6768 | 38.4122 | 11.2184 | 21.1924 | 40.1867 | 11.2184 | 21.1924 | 40.1867 | [19 empty] | 14.8163 | 8.9814 | 14.8163 | 8.9814 |  | 23.7977 | 23.7977
2016 | -1.8909 | 7.0058 | 24.2962 | 19.9595 | 13.1667 | 5.0613 | 13.1667 | 5.0613 |  | 11.7536 | 19.6517 | 21.905 | [11 empty] | 8.5509 | 15.1622 | 21.8331 | 2.2545 | 6.4543 | 19.4192 |  | 8.5509 | 15.1622 | 21.8331 | 2.2545 | 6.4543 | 19.4192 |  |  | 1.8337 | 18.228 | 18.228 |  | 5.3836 | 13.2817 | 42.015 | 10.3248 | 21.9556 | 39.8631 | 10.8054 | 21.6166 | 41.2522 | 10.8054 | 21.6166 | 41.2522 | [19 empty] | 14.8499 | 9.1239 | 14.8499 | 9.1239 |  | 23.9739 | 23.9739
2017 | -1.8947 | 7.4999 | 24.3043 | 20.107 | 14.8735 | 4.8909 | 14.8735 | 4.8909 |  | 10.5045 | 20.0073 | 21.905 | [11 empty] | 8.4118 | 15.511 | 21.8538 | 2.0066 | 5.995 | 19.7125 |  | 8.4118 | 15.511 | 21.8538 | 2.0066 | 5.995 | 19.7125 |  |  | 4.8995 | 19.7644 | 19.7644 |  | 14.6121 | 21.874 | 42.015 | 8.2347 | 21.7606 | 40.4702 | 10.4184 | 21.5059 | 41.5662 | 10.4184 | 21.5059 | 41.5662 | [19 empty] | 14.9174 | 9.195 | 14.9174 | 9.195 |  | 24.1124 | 24.1124
2018 | -1.895 | 4.0885 | 24.2834 | 18.8638 | 17.4911 | 5.8914 | 17.4911 | 5.8914 |  | 10.7729 | 20.1055 | 21.905 | [11 empty] | 8.9449 | 15.53 | 21.8985 | 2.3169 | 6.3572 | 20.0979 |  | 8.9449 | 15.53 | 21.8985 | 2.3169 | 6.3572 | 20.0979 |  |  | 4.5964 | 23.3825 | 23.3825 |  | 15.0701 | 22.09 | 42.015 | 8.6195 | 21.7346 | 41.3802 | 11.2618 | 21.8872 | 41.9964 | 11.2618 | 21.8872 | 41.9964 | [19 empty] | 14.9368 | 9.2649 | 14.9368 | 9.2649 |  | 24.2017 | 24.2017
2019 | -1.9861 | 2.8188 | 22.8384 | 18.0702 | 17.7006 | 12.4776 | 17.7006 | 12.4776 |  | 11.5569 | 20.013 | 21.905 | [11 empty] | 8.9997 | 15.7202 | 21.9011 | 2.1481 | 6.0514 | 20.0948 |  | 8.9997 | 15.7202 | 21.9011 | 2.1481 | 6.0514 | 20.0948 |  |  | 6.2902 | 30.1782 | 30.1782 |  | 15.8083 | 22.0458 | 42.015 | 7.7939 | 21.6266 | 42.876 | 11.1478 | 21.7716 | 41.9959 | 11.1478 | 21.7716 | 41.9959 | [19 empty] | 14.9429 | 9.3267 | 14.9429 | 9.3267 |  | 24.2696 | 24.2696
2020 | -1.8112 | 3.5743 | 22.8865 | 18.1415 | 16.3075 | 11.7874 | 16.3075 | 11.7874 |  | 11.0923 | 19.9389 | 21.905 | [11 empty] | 8.3207 | 15.2334 | 21.9012 | 2.1837 | 6.2832 | 19.713 |  | 8.3207 | 15.2334 | 21.9012 | 2.1837 | 6.2832 | 19.713 |  |  | 5.7154 | 28.0949 | 28.0949 |  | 15.4098 | 22.0058 | 42.015 | 7.1107 | 21.9029 | 43.0696 | 10.5044 | 21.5166 | 41.6143 | 10.5044 | 21.5166 | 41.6143 | [19 empty] | 14.9521 | 9.4103 | 14.9521 | 9.4103 |  | 24.3624 | 24.3624
2021 | -1.8883 | 5.1706 | 24.1878 | 18.834 | 18.8456 | 16.4724 | 18.8456 | 16.4724 |  | 11.519 | 19.9205 | 21.905 | [11 empty] | 8.4864 | 15.2006 | 21.9011 | 2.2006 | 6.1984 | 19.7258 |  | 8.4864 | 15.2006 | 21.9011 | 2.2006 | 6.1984 | 19.7258 |  |  | 5.4094 | 35.318 | 35.318 |  | 15.881 | 21.9857 | 42.015 | 6.1094 | 21.4324 | 43.0808 | 10.687 | 21.399 | 41.6269 | 10.687 | 21.399 | 41.6269 | [19 empty] | 15.004 | 9.4518 | 15.004 | 9.4518 |  | 24.4558 | 24.4558
2022 | -1.8945 | 5.2833 | 24.2956 | 18.9678 | 19.1727 | 16.2714 | 19.1727 | 16.2714 |  | 11.4686 | 19.871 | 21.905 | [11 empty] | 8.4746 | 15.3127 | 21.8913 | 2.4707 | 5.9191 | 19.7185 |  | 8.4746 | 15.3127 | 21.8913 | 2.4707 | 5.9191 | 19.7185 |  |  | 1.7204 | 35.4441 | 35.4441 |  | 15.8666 | 21.9339 | 42.015 | 5.7447 | 20.953 | 43.0189 | 10.9453 | 21.2318 | 41.6098 | 10.9453 | 21.2318 | 41.6098 | [19 empty] | 15.0315 | 9.5101 | 15.0315 | 9.5101 |  | 24.5416 | 24.5416
2023 | -1.895 | 8.3569 | 24.3043 | 20.0872 | 19.9311 | 15.7722 | 19.9311 | 15.7722 |  | 11.4043 | 19.5606 | 21.905 | [11 empty] | 8.4975 | 15.4671 | 21.8909 | 2.4723 | 6.4405 | 19.7205 |  | 8.4975 | 15.4671 | 21.8909 | 2.4723 | 6.4405 | 19.7205 |  |  | 2.448 | 35.7033 | 35.7033 |  | 15.9524 | 21.6092 | 42.015 | 5.4971 | 20.953 | 42.9573 | 10.9698 | 21.9076 | 41.6114 | 10.9698 | 21.9076 | 41.6114 | [19 empty] | 15.1162 | 9.524 | 15.1162 | 9.524 |  | 24.6402 | 24.6402
2024 | -1.895 | 4.1607 | 24.168 | 18.802 | 21.5418 | 17.7618 | 21.5418 | 17.7618 |  | 11.486 | 19.8326 | 21.905 | [11 empty] | 7.9827 | 15.9241 | 21.8968 | 1.8721 | 6.3889 | 19.8965 |  | 7.9827 | 15.9241 | 21.8968 | 1.8721 | 6.3889 | 19.8965 |  |  | 3.8051 | 39.3036 | 39.3036 |  | 16.0685 | 21.8907 | 42.015 | 5.1082 | 19.8431 | 42.8957 | 9.8548 | 22.3131 | 41.7933 | 9.8548 | 22.3131 | 41.7933 | [19 empty] | 15.3521 | 9.3542 | 15.3521 | 9.3542 |  | 24.7063 | 24.7063
2025 | -6.0521 | 2.9158 | 20.0537 | 16.7578 | 21.2544 | 17.3365 | 21.2544 | 17.3365 |  | 11.8277 | 19.4636 | 21.905 | [11 empty] | 8.3689 | 16.3923 | 21.9012 | 1.5051 | 6.3038 | 20.1267 |  | 8.3689 | 16.3923 | 21.9012 | 1.5051 | 6.3038 | 20.1267 |  |  | 5.398 | 38.5909 | 38.5909 |  | 16.2785 | 21.5082 | 42.015 | 4.6455 | 20.2584 | 42.792 | 9.8739 | 22.6961 | 42.0279 | 9.8739 | 22.6961 | 42.0279 | [19 empty] | 15.574 | 9.1827 | 15.574 | 9.1827 |  | 24.7567 | 24.7567
2026 | 1.2586 | 2.7029 | 21.679 | 17.3335 | 21.853 | 20.1329 | 21.853 | 20.1329 |  | 11.9582 | 19.8083 | 21.905 | [11 empty] | 8.5898 | 16.9146 | 21.9014 | 1.3897 | 5.3769 | 20.1329 |  | 8.5898 | 16.9146 | 21.9014 | 1.3897 | 5.3769 | 20.1329 |  |  | 8.7041 | 41.9859 | 41.9859 |  | 16.4756 | 21.8503 | 42.015 | 4.3473 | 20.4005 | 42.7006 | 9.9795 | 22.2914 | 42.0344 | 9.9795 | 22.2914 | 42.0344 | [19 empty] | 15.7837 | 9.076 | 15.7837 | 9.076 |  | 24.8596 | 24.8596
2027 | -3.1504 | 3.1805 | 20.2258 | 15.6586 | 21.9008 | 18.4895 | 21.9008 | 18.4895 |  | 11.9104 | 19.7922 | 21.905 | [11 empty] | 8.4309 | 17.1684 | 21.901 | 0.96205 | 6.5863 | 20.0198 |  | 8.4309 | 17.1684 | 21.901 | 0.96205 | 6.5863 | 20.0198 |  |  | 14.3587 | 40.3903 | 40.3903 |  | 16.4594 | 21.8185 | 42.015 | 4.127 | 19.8289 | 42.6223 | 9.3929 | 23.7546 | 41.9208 | 9.3929 | 23.7546 | 41.9208 | [19 empty] | 15.9274 | 9.0131 | 15.9274 | 9.0131 |  | 24.9405 | 24.9405
2028 | -7.7175 | 3.1028 | 14.4787 | 13.6406 | 21.9047 | 20.0776 | 21.9047 | 20.0776 |  | 11.8626 | 19.1452 | 21.9049 | [11 empty] | 8.991 | 17.5844 | 21.9004 | 0.71466 | 6.8124 | 20.0549 |  | 8.991 | 17.5844 | 21.9004 | 0.71466 | 6.8124 | 20.0549 |  |  | 12.1264 | 41.9823 | 41.9823 |  | 16.2584 | 21.2175 | 42.0149 | 3.9926 | 19.0914 | 42.5433 | 9.7057 | 24.3968 | 41.9552 | 9.7057 | 24.3968 | 41.9552 | [19 empty] | 16.0274 | 8.9772 | 16.0274 | 8.9772 |  | 25.0046 | 25.0046
2029 | -2.9167 | 3.4911 | 13.5312 | 11.4291 | 21.905 | 20.1094 | 21.905 | 20.1094 |  | 11.8171 | 19.76 | 21.9049 | [11 empty] | 9.0131 | 17.3806 | 21.9027 | 0.51129 | 6.8905 | 19.7451 |  | 9.0131 | 17.3806 | 21.9027 | 0.51129 | 6.8905 | 19.7451 |  |  | 18.1021 | 42.0143 | 42.0143 |  | 16.0989 | 21.8087 | 42.0149 | 3.7186 | 18.8111 | 42.4656 | 9.5244 | 24.2711 | 41.6478 | 9.5244 | 24.2711 | 41.6478 | [19 empty] | 16.1033 | 8.9941 | 16.1033 | 8.9941 |  | 25.0973 | 25.0973
2030 | -1.0052 | 3.63 | 14.4045 | 9.4755 | 21.905 | 19.498 | 21.905 | 19.498 |  | 11.6872 | 19.6449 | 21.9049 | [11 empty] | 9.2486 | 17.3878 | 21.9011 | 0.49939 | 7.607 | 19.7403 |  | 9.2486 | 17.3878 | 21.9011 | 0.49939 | 7.607 | 19.7403 |  |  | 18.1311 | 41.403 | 41.403 |  | 15.9652 | 21.6674 | 42.0149 | 3.6212 | 18.199 | 42.3901 | 9.748 | 24.9948 | 41.6415 | 9.748 | 24.9948 | 41.6415 | [19 empty] | 16.1803 | 9.0069 | 16.1803 | 9.0069 |  | 25.1872 | 25.1872
2031 | -1.3205 | 3.4076 | 14.9628 | 7.8958 | 21.2592 | 18.8022 | 21.2592 | 18.8022 |  | 11.4788 | 19.5102 | 21.9049 | [11 empty] | 9.1154 | 17.3462 | 21.901 | 0.49675 | 7.7871 | 19.7333 |  | 9.1154 | 17.3462 | 21.901 | 0.49675 | 7.7871 | 19.7333 |  |  | 18.4349 | 40.0614 | 40.0614 |  | 15.7292 | 21.5318 | 42.0149 | 2.8495 | 17.902 | 41.6081 | 9.6121 | 25.1333 | 41.6344 | 9.6121 | 25.1333 | 41.6344 | [19 empty] | 16.2211 | 9.0582 | 16.2211 | 9.0582 |  | 25.2793 | 25.2793
2032 | 1.9551 | 3.5144 | 18.7962 | 6.1602 | 21.8533 | 20.0838 | 21.8533 | 20.0838 |  | 11.2688 | 19.661 | 21.9049 | [11 empty] | 9.0473 | 17.4915 | 21.901 | 0.49665 | 7.6791 | 19.7256 |  | 9.0473 | 17.4915 | 21.901 | 0.49665 | 7.6791 | 19.7256 |  |  | 21.3729 | 41.9372 | 41.9372 |  | 15.4056 | 21.6818 | 42.0149 | 2.6818 | 18.9547 | 41.8267 | 9.5439 | 25.1706 | 41.6265 | 9.5439 | 25.1706 | 41.6265 | [19 empty] | 16.2629 | 9.1072 | 16.2629 | 9.1072 |  | 25.3701 | 25.3701
2033 | -3.5233 | 3.1573 | 17.2445 | 5.2256 | 21.9009 | 20.1095 | 21.9009 | 20.1095 |  | 11.0624 | 19.567 | 21.9049 | [11 empty] | 9.5847 | 17.4405 | 21.8845 | 0.49661 | 7.785 | 19.718 |  | 9.5847 | 17.4405 | 21.8845 | 0.49661 | 7.785 | 19.718 |  |  | 20.7212 | 42.0103 | 42.0103 |  | 15.0536 | 21.5805 | 42.0149 | 2.4062 | 18.508 | 41.0146 | 10.0813 | 25.2256 | 41.6025 | 10.0813 | 25.2256 | 41.6025 | [19 empty] | 16.2713 | 9.1945 | 16.2713 | 9.1945 |  | 25.4659 | 25.4659
2034 | -5.4514 | 3.0077 | 13.7638 | 4.4561 | 21.9047 | 20.11 | 21.9047 | 20.11 |  | 10.8526 | 19.4709 | 21.9049 | [11 empty] | 9.3527 | 17.6237 | 21.8834 | 0.49661 | 7.5327 | 19.7104 |  | 9.3527 | 17.6237 | 21.8834 | 0.49661 | 7.5327 | 19.7104 |  |  | 25.3212 | 42.0147 | 42.0147 |  | 14.8961 | 21.4833 | 42.0149 | 2.1056 | 18.7025 | 40.1345 | 9.8493 | 25.1564 | 41.5938 | 9.8493 | 25.1564 | 41.5938 | [19 empty] | 16.3088 | 9.2472 | 16.3088 | 9.2472 |  | 25.556 | 25.556
2035 | 2.2904 | 2.8766 | 17.9282 | 4.7291 | 21.905 | 20.11 | 21.905 | 20.11 |  | 10.6432 | 19.2423 | 21.9049 | [11 empty] | 9.3063 | 17.2778 | 21.8823 | 0.49661 | 7.5532 | 19.648 |  | 9.3063 | 17.2778 | 21.8823 | 0.49661 | 7.5532 | 19.648 |  |  | 23.8933 | 42.015 | 42.015 |  | 14.8323 | 21.246 | 42.0149 | 2.0247 | 18.2152 | 39.4859 | 9.8029 | 24.831 | 41.5302 | 9.8029 | 24.831 | 41.5302 | [19 empty] | 16.3177 | 9.3016 | 16.3177 | 9.3016 |  | 25.6193 | 25.6193
2036 | 2.0805 | 2.9325 | 21.1575 | 5.7431 | 21.905 | 19.4576 | 21.905 | 19.4576 |  | 10.5691 | 18.9999 | 21.9049 | [11 empty] | 9.113 | 17.5961 | 21.8812 | 0.49661 | 7.3444 | 19.6953 |  | 9.113 | 17.5961 | 21.8812 | 0.49661 | 7.3444 | 19.6953 |  |  | 26.6574 | 41.3626 | 41.3626 |  | 14.7469 | 20.993 | 42.0149 | 1.9457 | 17.8889 | 39.2967 | 9.6096 | 24.9405 | 41.5764 | 9.6096 | 24.9405 | 41.5764 | [19 empty] | 16.347 | 9.3262 | 16.347 | 9.3262 |  | 25.6732 | 25.6732
2037 | -2.0163 | 3.13 | 21.0283 | 4.7755 | 21.5797 | 18.2158 | 21.5797 | 18.2158 |  | 10.5031 | 18.7131 | 21.9049 | [11 empty] | 9.1668 | 17.5823 | 21.8982 | 0.49664 | 7.3864 | 19.6796 |  | 9.1668 | 17.5823 | 21.8982 | 0.49664 | 7.3864 | 19.6796 |  |  | 33.3312 | 39.7956 | 39.7956 |  | 14.6503 | 20.6976 | 42.0149 | 1.859 | 17.811 | 39.498 | 9.6635 | 24.9687 | 41.5778 | 9.6635 | 24.9687 | 41.5778 | [19 empty] | 16.3609 | 9.3388 | 16.3609 | 9.3388 |  | 25.6997 | 25.6997
2038 | -1.1149 | 3.0941 | 21.756 | 4.7503 | 21.879 | 18.3247 | 21.879 | 18.3247 |  | 10.4387 | 18.5823 | 21.9049 | [11 empty] | 9.0911 | 17.5474 | 21.8843 | 0.49668 | 7.5757 | 19.6801 |  | 9.0911 | 17.5474 | 21.8843 | 0.49668 | 7.5757 | 19.6801 |  |  | 32.3731 | 40.2037 | 40.2037 |  | 14.4898 | 20.5583 | 42.0149 | 1.7549 | 17.0537 | 39.6457 | 9.5878 | 25.1231 | 41.5644 | 9.5878 | 25.1231 | 41.5644 | [19 empty] | 16.3921 | 9.3176 | 16.3921 | 9.3176 |  | 25.7097 | 25.7097
2039 | -1.8044 | 3.0083 | 21.8409 | 3.9846 | 21.9029 | 20.0743 | 21.9029 | 20.0743 |  | 10.3747 | 18.4494 | 21.9049 | [11 empty] | 8.906 | 17.5418 | 21.9003 | 0.49671 | 7.5178 | 19.6726 |  | 8.906 | 17.5418 | 21.9003 | 0.49671 | 7.5178 | 19.6726 |  |  | 29.1561 | 41.9772 | 41.9772 |  | 14.4128 | 20.4054 | 42.0149 | 1.6772 | 16.4652 | 39.5445 | 9.4027 | 25.0595 | 41.5729 | 9.4027 | 25.0595 | 41.5729 | [19 empty] | 16.4003 | 9.3135 | 16.4003 | 9.3135 |  | 25.7138 | 25.7138
2040 | -4.234 | 2.8933 | 19.5939 | 2.9778 | 21.9048 | 19.665 | 21.9048 | 19.665 |  | 10.3104 | 18.3163 | 21.9049 | [11 empty] | 8.8846 | 17.38 | 21.9043 | 0.5056 | 7.5442 | 19.51 |  | 8.8846 | 17.38 | 21.9043 | 0.5056 | 7.5442 | 19.51 |  |  | 33.8479 | 41.5698 | 41.5698 |  | 14.4148 | 20.2497 | 42.0149 | 1.6516 | 16.51 | 39.2594 | 9.3902 | 24.9242 | 41.4143 | 9.3902 | 24.9242 | 41.4143 | [19 empty] | 16.3842 | 9.3087 | 16.3842 | 9.3087 |  | 25.6929 | 25.6929
2041 | -0.029538 | 2.7291 | 21.4511 | 1.971 | 21.905 | 20.1011 | 21.905 | 20.1011 |  | 10.2441 | 18.1794 | 21.9049 | [11 empty] | 8.9292 | 17.3212 | 21.9048 | 0.5027 | 7.6426 | 19.6574 |  | 8.9292 | 17.3212 | 21.9048 | 0.5027 | 7.6426 | 19.6574 |  |  | 38.6274 | 42.0061 | 42.0061 |  | 14.2987 | 20.0922 | 42.0149 | 1.5777 | 15.9195 | 38.9267 | 9.4319 | 24.9638 | 41.5622 | 9.4319 | 24.9638 | 41.5622 | [19 empty] | 16.3625 | 9.3184 | 16.3625 | 9.3184 |  | 25.681 | 25.681
2042 | -1.4014 | 2.6765 | 22.3072 | 1.5802 | 21.905 | 18.96 | 21.905 | 18.96 |  | 10.1023 | 18.0486 | 21.9049 | [11 empty] | 8.8518 | 17.2191 | 21.9048 | 0.49977 | 7.8816 | 19.6498 |  | 8.8518 | 17.2191 | 21.9048 | 0.49977 | 7.8816 | 19.6498 |  |  | 39.7784 | 40.865 | 40.865 |  | 14.1312 | 19.9379 | 42.0149 | 1.5046 | 15.3019 | 38.4698 | 9.3515 | 25.1007 | 41.5547 | 9.3515 | 25.1007 | 41.5547 | [19 empty] | 16.3331 | 9.3104 | 16.3331 | 9.3104 |  | 25.6435 | 25.6435
2043 | -1.8555 | 2.5607 | 22.4589 | 2.9744 | 17.4995 | 17.6171 | 17.4995 | 17.6171 |  | 9.9374 | 17.9218 | 21.9049 | [11 empty] | 8.6784 | 17.1752 | 21.9048 | 0.50382 | 7.9195 | 19.6423 |  | 8.6784 | 17.1752 | 21.9048 | 0.50382 | 7.9195 | 19.6423 |  |  | 40.4834 | 35.1166 | 35.1166 |  | 13.9809 | 19.7925 | 42.0149 | 1.4303 | 14.7717 | 38.3784 | 9.1822 | 25.0947 | 41.5471 | 9.1822 | 25.0947 | 41.5471 | [19 empty] | 16.2973 | 9.3068 | 16.2973 | 9.3068 |  | 25.6042 | 25.6042
2044 | -2.3985 | 2.5464 | 21.9377 | 1.5911 | 20.7917 | 17.0973 | 20.7917 | 17.0973 |  | 9.7133 | 17.7866 | 21.9049 | [11 empty] | 8.5319 | 17.0157 | 21.9048 | 0.50156 | 7.9325 | 19.6347 |  | 8.5319 | 17.0157 | 21.9048 | 0.50156 | 7.9325 | 19.6347 |  |  | 38.1362 | 37.889 | 37.889 |  | 13.7329 | 19.6466 | 42.0149 | 1.0783 | 14.2215 | 38.3503 | 9.0335 | 24.9482 | 41.5395 | 9.0335 | 24.9482 | 41.5395 | [19 empty] | 16.259 | 9.303 | 16.259 | 9.303 |  | 25.562 | 25.562
2045 | -3.1109 | 2.5855 | 20.8053 | 0.5185 | 19.2906 | 15.5895 | 19.2906 | 15.5895 |  | 9.4952 | 17.5967 | 21.9049 | [11 empty] | 8.2901 | 16.9767 | 21.9048 | 0.50156 | 7.7164 | 19.6271 |  | 8.2901 | 16.9767 | 21.9048 | 0.50156 | 7.7164 | 19.6271 |  |  | 34.8437 | 34.8801 | 34.8801 |  | 13.4901 | 19.4567 | 42.0149 | 1.0266 | 13.8321 | 38.3279 | 8.7916 | 24.693 | 41.5319 | 8.7916 | 24.693 | 41.5319 | [19 empty] | 16.2142 | 9.2987 | 16.2142 | 9.2987 |  | 25.5129 | 25.5129
2046 | -0.31001 | 2.3546 | 22.5883 | 4.4021 | 13.2278 | 14.0938 | 13.2278 | 14.0938 |  | 9.2722 | 17.5243 | 21.9049 | [11 empty] | 8.2149 | 16.9518 | 21.9048 | 0.50816 | 7.9696 | 19.6193 |  | 8.2149 | 16.9518 | 21.9048 | 0.50816 | 7.9696 | 19.6193 |  |  | 33.7257 | 27.3216 | 27.3216 |  | 13.2326 | 19.3843 | 42.0149 | 0.99642 | 13.6323 | 38.2798 | 8.7231 | 24.9214 | 41.5241 | 8.7231 | 24.9214 | 41.5241 | [19 empty] | 16.1713 | 9.2835 | 16.1713 | 9.2835 |  | 25.4548 | 25.4548
2047 | -4.2131 | 2.3929 | 20.3519 | 3.0838 | 11.9693 | 12.0066 | 11.9693 | 12.0066 |  | 9.0545 | 17.2736 | 21.9049 | [11 empty] | 8.2495 | 16.9242 | 21.9048 | 0.50163 | 8.0164 | 19.6065 |  | 8.2495 | 16.9242 | 21.9048 | 0.50163 | 8.0164 | 19.6065 |  |  | 34.5748 | 23.9759 | 23.9759 |  | 12.9806 | 19.1336 | 42.0149 | 0.96972 | 13.2371 | 38.2172 | 8.7512 | 24.9406 | 41.5113 | 8.7512 | 24.9406 | 41.5113 | [19 empty] | 16.1189 | 9.2717 | 16.1189 | 9.2717 |  | 25.3905 | 25.3905
2048 | -6.5428 | 2.5497 | 15.7846 | 1.8936 | 12.626 | 10.0377 | 12.626 | 10.0377 |  | 8.8399 | 17.0632 | 21.9049 | [11 empty] | 8.2763 | 16.8966 | 21.9048 | 0.51075 | 7.8884 | 19.4057 |  | 8.2763 | 16.8966 | 21.9048 | 0.51075 | 7.8884 | 19.4057 |  |  | 34.6416 | 22.6637 | 22.6637 |  | 12.7402 | 18.9232 | 42.0149 | 1.002 | 12.5614 | 38.1078 | 8.787 | 24.785 | 41.3104 | 8.787 | 24.785 | 41.3104 | [19 empty] | 16.0449 | 9.2731 | 16.0449 | 9.2731 |  | 25.3181 | 25.3181
2049 | -5.2794 | 2.2112 | 12.4786 | 1.0219 | 12.9732 | 9.1543 | 12.9732 | 9.1543 |  | 8.6317 | 17.0313 | 21.9049 | [11 empty] | 8.2238 | 16.701 | 21.9048 | 0.55932 | 7.637 | 19.5671 |  | 8.2238 | 16.701 | 21.9048 | 0.55932 | 7.637 | 19.5671 |  |  | 37.8555 | 22.1275 | 22.1275 |  | 12.5061 | 18.8913 | 42.0149 | 0.95955 | 12.1534 | 37.7449 | 8.7831 | 24.338 | 41.4719 | 8.7831 | 24.338 | 41.4719 | [19 empty] | 15.9738 | 9.2634 | 15.9738 | 9.2634 |  | 25.2372 | 25.2372
2050 | -3.8056 | 2.521 | 10.6472 | 0.50712 | 16.5991 | 7.9942 | 16.5991 | 7.9942 |  | 8.4213 | 16.9724 | 21.9049 | [11 empty] | 8.1072 | 16.5991 | 21.9048 | 0.50178 | 7.5005 | 19.5465 |  | 8.1072 | 16.5991 | 21.9048 | 0.50178 | 7.5005 | 19.5465 |  |  | 35.8374 | 24.5932 | 24.5932 |  | 12.2695 | 18.8324 | 42.0149 | 0.91679 | 11.5834 | 37.6641 | 8.609 | 24.0996 | 41.4512 | 8.609 | 24.0996 | 41.4512 | [19 empty] | 15.9087 | 9.2201 | 15.9087 | 9.2201 |  | 25.1288 | 25.1288
2051 | 3.7528 | 2.8048 | 16.2654 | 0.49682 | 14.7528 | 7.4763 | 14.7528 | 7.4763 |  | 8.2115 | 16.8238 | 21.9049 | [11 empty] | 7.9826 | 16.4925 | 21.9049 | 0.50176 | 7.4763 | 19.5258 |  | 7.9826 | 16.4925 | 21.9049 | 0.50176 | 7.4763 | 19.5258 |  |  | 28.8042 | 22.2291 | 22.2291 |  | 12.0341 | 18.6838 | 42.0149 | 0.82612 | 11.5361 | 37.4128 | 8.4843 | 23.9688 | 41.4307 | 8.4843 | 23.9688 | 41.4307 | [19 empty] | 15.847 | 9.1772 | 15.847 | 9.1772 |  | 25.0242 | 25.0242
2052 | 0.76565 | 2.301 | 18.8972 | 0.49661 | 10.9817 | 6.7708 | 10.9817 | 6.7708 |  | 7.9994 | 16.7261 | 21.9049 | [11 empty] | 7.8574 | 16.3898 | 21.9048 | 0.58471 | 7.4689 | 19.5061 |  | 7.8574 | 16.3898 | 21.9048 | 0.58471 | 7.4689 | 19.5061 |  |  | 28.687 | 17.7525 | 17.7525 |  | 11.7962 | 18.5861 | 42.0149 | 0.77179 | 11.1597 | 37.2827 | 8.4421 | 23.8587 | 41.4109 | 8.4421 | 23.8587 | 41.4109 | [19 empty] | 15.7794 | 9.1357 | 15.7794 | 9.1357 |  | 24.9151 | 24.9151
2053 | -5.8599 | 2.3732 | 15.0099 | 0.49661 | 14.9557 | 7.2333 | 14.9557 | 7.2333 |  | 7.8925 | 16.5925 | 21.9049 | [11 empty] | 7.73 | 16.2856 | 21.9048 | 0.59253 | 7.4022 | 19.3327 |  | 7.73 | 16.2856 | 21.9048 | 0.59253 | 7.4022 | 19.3327 |  |  | 24.8476 | 22.189 | 22.189 |  | 11.6637 | 18.4525 | 42.0149 | 0.73575 | 11.098 | 36.9891 | 8.3225 | 23.6878 | 41.2375 | 8.3225 | 23.6878 | 41.2375 | [19 empty] | 15.7065 | 9.0973 | 15.7065 | 9.0973 |  | 24.8038 | 24.8038
2054 | -3.5155 | 2.6157 | 13.4663 | 0.49661 | 19.8132 | 6.4458 | 19.8132 | 6.4458 |  | 7.8305 | 16.4631 | 21.9048 | [11 empty] | 7.6074 | 16.1854 | 21.9047 | 0.83686 | 7.2258 | 19.3485 |  | 7.6074 | 16.1854 | 21.9047 | 0.83686 | 7.2258 | 19.3485 |  |  | 16.9702 | 26.259 | 26.259 |  | 11.5774 | 18.3231 | 42.0148 | 0.72139 | 10.3606 | 36.551 | 8.4442 | 23.4112 | 41.2533 | 8.4442 | 23.4112 | 41.2533 | [19 empty] | 15.6329 | 9.0528 | 15.6329 | 9.0528 |  | 24.6857 | 24.6857
2055 | -5.7672 | 2.7371 | 9.6714 | 0.49661 | 19.4677 | 5.4657 | 19.4677 | 5.4657 |  | 7.7667 | 16.2594 | 21.9047 | [11 empty] | 7.5382 | 16.0833 | 21.9048 | 0.83686 | 7.2184 | 19.4008 |  | 7.5382 | 16.0833 | 21.9048 | 0.83686 | 7.2184 | 19.4008 |  |  | 13.4285 | 24.9334 | 24.9334 |  | 11.4911 | 18.1194 | 42.0147 | 0.71289 | 9.9464 | 36.1458 | 8.3751 | 23.3017 | 41.3056 | 8.3751 | 23.3017 | 41.3056 | [19 empty] | 15.5552 | 9.0106 | 15.5552 | 9.0106 |  | 24.5658 | 24.5658
2056 | 1.6094 | 2.6953 | 13.1427 | 0.49661 | 20.7717 | 4.6192 | 20.7717 | 4.6192 |  | 7.7047 | 15.8929 | 21.9047 | [11 empty] | 7.4829 | 15.9767 | 21.9048 | 0.9077 | 7.1266 | 19.3106 |  | 7.4829 | 15.9767 | 21.9048 | 0.9077 | 7.1266 | 19.3106 |  |  | 11.6357 | 25.3909 | 25.3909 |  | 11.407 | 17.7529 | 42.0147 | 0.70656 | 9.3744 | 35.4367 | 8.3906 | 23.1033 | 41.2154 | 8.3906 | 23.1033 | 41.2154 | [19 empty] | 15.4799 | 8.957 | 15.4799 | 8.957 |  | 24.4368 | 24.4368
2057 | -5.7793 | 2.7787 | 9.3369 | 0.49661 | 20.6328 | 3.9825 | 20.6328 | 3.9825 |  | 7.646 | 15.6884 | 21.9047 | [11 empty] | 7.4321 | 15.8727 | 21.9047 | 0.9077 | 6.8753 | 19.3033 |  | 7.4321 | 15.8727 | 21.9047 | 0.9077 | 6.8753 | 19.3033 |  |  | 9.6021 | 24.6154 | 24.6154 |  | 11.3257 | 17.5484 | 42.0147 | 0.6947 | 8.7335 | 34.6793 | 8.3398 | 22.748 | 41.208 | 8.3398 | 22.748 | 41.208 | [19 empty] | 15.4022 | 8.9027 | 15.4022 | 8.9027 |  | 24.3049 | 24.3049
2058 | -4.43 | 2.6829 | 6.8781 | 0.49661 | 18.0671 | 3.2127 | 18.0671 | 3.2127 |  | 7.584 | 15.5667 | 21.9047 | [11 empty] | 7.3792 | 15.7698 | 21.9047 | 0.9077 | 6.946 | 19.2959 |  | 7.3792 | 15.7698 | 21.9047 | 0.9077 | 6.946 | 19.2959 |  |  | 10.4648 | 21.2798 | 21.2798 |  | 11.2413 | 17.4267 | 42.0147 | 0.6869 | 8.2018 | 34.2662 | 8.2869 | 22.7159 | 41.2007 | 8.2869 | 22.7159 | 41.2007 | [19 empty] | 15.3205 | 8.8525 | 15.3205 | 8.8525 |  | 24.173 | 24.173
2059 | 2.5966 | 2.4451 | 11.3336 | 0.49661 | 19.7123 | 2.5939 | 19.7123 | 2.5939 |  | 7.4376 | 15.4514 | 21.9046 | [11 empty] | 7.3257 | 15.6546 | 21.9047 | 0.9077 | 6.8469 | 19.2886 |  | 7.3257 | 15.6546 | 21.9047 | 0.9077 | 6.8469 | 19.2886 |  |  | 6.5146 | 22.3062 | 22.3062 |  | 11.0727 | 17.3114 | 42.0146 | 0.68768 | 7.7251 | 33.8898 | 8.2334 | 22.5014 | 41.1933 | 8.2334 | 22.5014 | 41.1933 | [19 empty] | 15.2354 | 8.8102 | 15.2354 | 8.8102 |  | 24.0456 | 24.0456
2060 | -3.8161 | 2.56 | 9.49 | 0.49661 | 21.2785 | 1.6514 | 21.2785 | 1.6514 |  | 7.3294 | 15.4367 | 21.9045 | [11 empty] | 7.2492 | 15.4669 | 21.9047 | 0.9077 | 6.843 | 19.2812 |  | 7.2492 | 15.4669 | 21.9047 | 0.9077 | 6.843 | 19.2812 |  |  | 4.7669 | 22.9299 | 22.9299 |  | 10.9479 | 17.2967 | 42.0145 | 0.68793 | 7.3247 | 33.5738 | 8.1569 | 22.3098 | 41.1859 | 8.1569 | 22.3098 | 41.1859 | [19 empty] | 15.1486 | 8.7609 | 15.1486 | 8.7609 |  | 23.9095 | 23.9095
2061 | -3.6197 | 2.6807 | 7.839 | 0.49661 | 21.8549 | 2.9314 | 21.8549 | 2.9314 |  | 7.2152 | 15.4392 | 21.9046 | [11 empty] | 7.1064 | 15.2894 | 21.9046 | 0.9077 | 6.9372 | 19.2812 |  | 7.1064 | 15.2894 | 21.9046 | 0.9077 | 6.9372 | 19.2812 |  |  | 5.9779 | 24.7863 | 24.7863 |  | 10.8184 | 17.2992 | 42.0146 | 0.68801 | 6.7909 | 32.9214 | 8.0141 | 22.2266 | 41.1859 | 8.0141 | 22.2266 | 41.1859 | [19 empty] | 15.0706 | 8.7152 | 15.0706 | 8.7152 |  | 23.7857 | 23.7857
2062 | -2.1413 | 2.7561 | 7.553 | 0.49661 | 21.1306 | 2.1254 | 21.1306 | 2.1254 |  | 7.0735 | 15.3675 | 21.9046 | [11 empty] | 6.9692 | 15.1988 | 21.9046 | 0.9077 | 6.8178 | 19.2812 |  | 6.9692 | 15.1988 | 21.9046 | 0.9077 | 6.8178 | 19.2812 |  |  | 8.0033 | 23.256 | 23.256 |  | 10.6597 | 17.2275 | 42.0146 | 0.68789 | 6.2424 | 32.7454 | 7.8769 | 22.0166 | 41.1859 | 7.8769 | 22.0166 | 41.1859 | [19 empty] | 15.0004 | 8.6656 | 15.0004 | 8.6656 |  | 23.6661 | 23.6661
2063 | -0.95778 | 2.6537 | 8.4512 | 0.49661 | 19.7104 | 1.3382 | 19.7104 | 1.3382 |  | 6.9134 | 15.3049 | 21.9047 | [11 empty] | 6.8505 | 15.1389 | 21.9046 | 0.9077 | 6.7012 | 19.2812 |  | 6.8505 | 15.1389 | 21.9046 | 0.9077 | 6.7012 | 19.2812 |  |  | 5.5498 | 21.0485 | 21.0485 |  | 10.4769 | 17.1649 | 42.0147 | 0.68739 | 5.7463 | 32.5707 | 7.7582 | 21.8401 | 41.1859 | 7.7582 | 21.8401 | 41.1859 | [19 empty] | 14.9374 | 8.6127 | 14.9374 | 8.6127 |  | 23.5501 | 23.5501
2064 | -0.54483 | 2.1826 | 9.764 | 0.49661 | 21.7294 | 5.5299 | 21.7294 | 5.5299 |  | 6.8785 | 15.3475 | 21.9047 | [11 empty] | 6.6879 | 15.089 | 21.9046 | 0.9077 | 6.8093 | 19.27 |  | 6.6879 | 15.089 | 21.9046 | 0.9077 | 6.8093 | 19.27 |  |  | 4.606 | 27.2593 | 27.2593 |  | 10.428 | 17.2075 | 42.0147 | 0.68583 | 5.3949 | 32.1998 | 7.5956 | 21.8984 | 41.1746 | 7.5956 | 21.8984 | 41.1746 | [19 empty] | 14.8811 | 8.5594 | 14.8811 | 8.5594 |  | 23.4405 | 23.4405
2065 | -0.77615 | 2.0947 | 10.847 | 0.49661 | 19.2319 | 4.9065 | 19.2319 | 4.9065 |  | 6.9077 | 15.3054 | 21.9047 | [11 empty] | 6.4911 | 15.0519 | 21.9046 | 0.86767 | 6.7601 | 19.2695 |  | 6.4911 | 15.0519 | 21.9046 | 0.86767 | 6.7601 | 19.2695 |  |  | 2.4691 | 24.1385 | 24.1385 |  | 10.4491 | 17.1654 | 42.0147 | 0.68414 | 5.0313 | 31.7933 | 7.3588 | 21.812 | 41.1741 | 7.3588 | 21.812 | 41.1741 | [19 empty] | 14.8308 | 8.5091 | 14.8308 | 8.5091 |  | 23.3399 | 23.3399
2066 | -3.1497 | 2.1696 | 9.6693 | 0.49661 | 14.4239 | 4.2346 | 14.4239 | 4.2346 |  | 6.9439 | 15.1952 | 21.9047 | [11 empty] | 6.3867 | 15.028 | 21.9046 | 0.7633 | 6.7109 | 19.2679 |  | 6.3867 | 15.028 | 21.9046 | 0.7633 | 6.7109 | 19.2679 |  |  | 0.80706 | 18.6585 | 18.6585 |  | 10.4785 | 17.0552 | 42.0147 | 0.68265 | 4.8304 | 31.6845 | 7.15 | 21.7389 | 41.1725 | 7.15 | 21.7389 | 41.1725 | [19 empty] | 14.786 | 8.4633 | 14.786 | 8.4633 |  | 23.2493 | 23.2493
2067 | 2.8155 | 2.8896 | 14.3424 | 0.49661 | 10.8944 | 4.1928 | 10.8944 | 4.1928 |  | 6.9605 | 15.0951 | 21.9047 | [11 empty] | 6.3522 | 15.0142 | 21.9046 | 0.59158 | 6.5918 | 19.2669 |  | 6.3522 | 15.0142 | 21.9046 | 0.59158 | 6.5918 | 19.2669 |  |  | 0.91834 | 15.0872 | 15.0872 |  | 10.4972 | 16.9551 | 42.0147 | 0.6769 | 4.7842 | 31.5449 | 6.9437 | 21.606 | 41.1715 | 6.9437 | 21.606 | 41.1715 | [19 empty] | 14.7461 | 8.4181 | 14.7461 | 8.4181 |  | 23.1641 | 23.1641
2068 | -2.4475 | 2.4706 | 13.7536 | 0.49661 | 8.8564 | 3.4396 | 8.8564 | 3.4396 |  | 6.9605 | 15.0094 | 21.9047 | [11 empty] | 6.3292 | 15.0006 | 21.9046 | 0.51148 | 6.463 | 19.2657 |  | 6.3292 | 15.0006 | 21.9046 | 0.51148 | 6.463 | 19.2657 |  |  | 1.0066 | 12.2959 | 12.2959 |  | 10.505 | 16.8694 | 42.0147 | 0.6767 | 4.6415 | 31.356 | 6.8406 | 21.4636 | 41.1704 | 6.8406 | 21.4636 | 41.1704 | [19 empty] | 14.7105 | 8.376 | 14.7105 | 8.376 |  | 23.0866 | 23.0866
2069 | 0.61637 | 2.2166 | 16.2321 | 0.49661 | 14.3941 | 2.9443 | 14.3941 | 2.9443 |  | 6.9605 | 14.9356 | 21.9047 | [11 empty] | 6.2961 | 14.8628 | 21.9046 | 0.50783 | 6.3541 | 19.2656 |  | 6.2961 | 14.8628 | 21.9046 | 0.50783 | 6.3541 | 19.2656 |  |  | 1.6892 | 17.3383 | 17.3383 |  | 10.5145 | 16.7956 | 42.0147 | 0.67684 | 4.4299 | 30.913 | 6.8039 | 21.2169 | 41.1703 | 6.8039 | 21.2169 | 41.1703 | [19 empty] | 14.6789 | 8.3409 | 14.6789 | 8.3409 |  | 23.0198 | 23.0198
2070 | -4.1884 | 1.8263 | 14.0172 | 0.49661 | 16.9598 | 2.9513 | 16.9598 | 2.9513 |  | 6.9605 | 14.874 | 21.9046 | [11 empty] | 6.2961 | 14.7287 | 21.9046 | 0.50297 | 6.577 | 19.2643 |  | 6.2961 | 14.7287 | 21.9046 | 0.50297 | 6.577 | 19.2643 |  |  | 0.68035 | 19.911 | 19.911 |  | 10.5145 | 16.734 | 42.0146 | 0.67552 | 4.3373 | 30.5037 | 6.799 | 21.3057 | 41.169 | 6.799 | 21.3057 | 41.169 | [19 empty] | 14.651 | 8.3093 | 14.651 | 8.3093 |  | 22.9603 | 22.9603
2071 | -8.9481 | 1.7262 | 7.0401 | 0.49661 | 12.9147 | 2.5392 | 12.9147 | 2.5392 |  | 6.9605 | 14.8675 | 21.9046 | [11 empty] | 6.296 | 14.6112 | 21.9046 | 0.50052 | 6.4772 | 19.263 |  | 6.296 | 14.6112 | 21.9046 | 0.50052 | 6.4772 | 19.263 |  |  | 0.6331 | 15.4538 | 15.4538 |  | 10.5145 | 16.7275 | 42.0146 | 0.67577 | 4.288 | 30.0663 | 6.7965 | 21.0884 | 41.1676 | 6.7965 | 21.0884 | 41.1676 | [19 empty] | 14.627 | 8.2804 | 14.627 | 8.2804 |  | 22.9074 | 22.9074
2072 | -0.84313 | 2.7388 | 8.0527 | 0.49661 | 11.2286 | 2.1673 | 11.2286 | 2.1673 |  | 6.9809 | 14.8669 | 21.9046 | [11 empty] | 6.2959 | 14.5059 | 21.9046 | 0.50138 | 6.395 | 19.2615 |  | 6.2959 | 14.5059 | 21.9046 | 0.50138 | 6.395 | 19.2615 |  |  | 4.5649 | 13.396 | 13.396 |  | 10.535 | 16.7269 | 42.0146 | 0.67532 | 4.2236 | 29.577 | 6.7973 | 20.9009 | 41.1661 | 6.7973 | 20.9009 | 41.1661 | [19 empty] | 14.6064 | 8.2527 | 14.6064 | 8.2527 |  | 22.859 | 22.859
2073 | 1.6897 | 2.4714 | 11.5989 | 0.49661 | 7.3057 | 1.633 | 7.3057 | 1.633 |  | 6.987 | 14.8664 | 21.9046 | [11 empty] | 6.2959 | 14.4172 | 21.9046 | 0.49789 | 6.3156 | 19.2591 |  | 6.2959 | 14.4172 | 21.9046 | 0.49789 | 6.3156 | 19.2591 |  |  | 1.0831 | 8.9387 | 8.9387 |  | 10.5411 | 16.7264 | 42.0146 | 0.67373 | 4.1227 | 29.0649 | 6.7938 | 20.7328 | 41.1637 | 6.7938 | 20.7328 | 41.1637 | [19 empty] | 14.5889 | 8.2271 | 14.5889 | 8.2271 |  | 22.816 | 22.816
2074 | 1.3018 | 2.471 | 14.7598 | 0.49661 | 10.7774 | 0.8152 | 10.7774 | 0.8152 |  | 6.9605 | 14.8659 | 21.9046 | [11 empty] | 6.2958 | 14.4165 | 21.9046 | 0.49686 | 6.2494 | 19.2593 |  | 6.2958 | 14.4165 | 21.9046 | 0.49686 | 6.2494 | 19.2593 |  |  | 0.55125 | 11.5925 | 11.5925 |  | 10.5146 | 16.7259 | 42.0146 | 0.6724 | 3.9953 | 28.8315 | 6.7927 | 20.666 | 41.1639 | 6.7927 | 20.666 | 41.1639 | [19 empty] | 14.5741 | 8.2054 | 14.5741 | 8.2054 |  | 22.7796 | 22.7796
2075 | -6.2387 | 2.6993 | 10.4912 | 0.49661 | 6.873 | 0.50298 | 6.873 | 0.50298 |  | 6.9605 | 14.8655 | 21.9046 | [11 empty] | 6.2355 | 14.4159 | 21.9046 | 0.4968 | 6.5626 | 19.2572 |  | 6.2355 | 14.4159 | 21.9046 | 0.4968 | 6.5626 | 19.2572 |  |  | 0.73094 | 7.376 | 7.376 |  | 10.5146 | 16.7255 | 42.0146 | 0.67111 | 3.9005 | 28.6579 | 6.7323 | 20.9785 | 41.1618 | 6.7323 | 20.9785 | 41.1618 | [19 empty] | 14.5611 | 8.1879 | 14.5611 | 8.1879 |  | 22.749 | 22.749
2076 | 0.61838 | 2.8484 | 12.9654 | 0.49661 | 4.3358 | 0.49674 | 4.3358 | 0.49674 |  | 6.9984 | 14.8652 | 21.9046 | [11 empty] | 6.2344 | 14.4154 | 21.9046 | 0.49674 | 6.5273 | 19.2573 |  | 6.2344 | 14.4154 | 21.9046 | 0.49674 | 6.5273 | 19.2573 |  |  | 0.67658 | 4.8326 | 4.8326 |  | 10.552 | 16.7252 | 42.0146 | 0.66985 | 3.8457 | 28.4283 | 6.7312 | 20.9427 | 41.1619 | 6.7312 | 20.9427 | 41.1619 | [19 empty] | 14.5498 | 8.1737 | 14.5498 | 8.1737 |  | 22.7235 | 22.7235
2077 | 7.3519 | 2.9624 | 22.1754 | 0.49661 | 8.8388 | 0.78991 | 8.8388 | 0.78991 |  | 6.9946 | 14.865 | 21.9046 | [11 empty] | 6.2344 | 14.4149 | 21.9046 | 0.49671 | 6.4891 | 19.2556 |  | 6.2344 | 14.4149 | 21.9046 | 0.49671 | 6.4891 | 19.2556 |  |  | 4.0411 | 9.6287 | 9.6287 |  | 10.5436 | 16.725 | 42.0146 | 0.66881 | 3.7873 | 28.0824 | 6.7311 | 20.904 | 41.1602 | 6.7311 | 20.904 | 41.1602 | [19 empty] | 14.5404 | 8.1633 | 14.5404 | 8.1633 |  | 22.7037 | 22.7037
2078 | -0.84728 | 2.8864 | 23.0306 | 9.6907 | 6.9406 | 0.74398 | 6.9406 | 0.74398 |  | 6.999 | 14.8649 | 21.9046 | [11 empty] | 6.2344 | 14.4145 | 21.9045 | 0.49671 | 6.4534 | 19.2538 |  | 6.2344 | 14.4145 | 21.9045 | 0.49671 | 6.4534 | 19.2538 |  |  | 4.819 | 7.6846 | 7.6846 |  | 10.544 | 16.7249 | 42.0146 | 0.66776 | 3.7307 | 27.761 | 6.7311 | 20.8679 | 41.1583 | 6.7311 | 20.8679 | 41.1583 | [19 empty] | 14.5327 | 8.1561 | 14.5327 | 8.1561 |  | 22.6888 | 22.6888
2079 | -1.8112 | 2.6636 | 23.0991 | 15.4435 | 5.2399 | 0.50156 | 5.2399 | 0.50156 |  | 7.0046 | 14.8648 | 21.9046 | [11 empty] | 6.2344 | 14.4142 | 21.9045 | 0.49671 | 6.4436 | 19.2521 |  | 6.2344 | 14.4142 | 21.9045 | 0.49671 | 6.4436 | 19.2521 |  |  | 1.095 | 5.7415 | 5.7415 |  | 10.5464 | 16.7248 | 42.0146 | 0.66608 | 3.6657 | 27.4505 | 6.7311 | 20.8578 | 41.1565 | 6.7311 | 20.8578 | 41.1565 | [19 empty] | 14.5262 | 8.1495 | 14.5262 | 8.1495 |  | 22.6757 | 22.6757
2080 | -1.8883 | 6.0502 | 24.2085 | 18.9568 | 5.0167 | 0.49671 | 5.0167 | 0.49671 |  | 7.0033 | 14.8648 | 21.9046 | [11 empty] | 6.2344 | 14.4139 | 21.9045 | 0.49671 | 6.4249 | 19.2529 |  | 6.2344 | 14.4139 | 21.9045 | 0.49671 | 6.4249 | 19.2529 |  |  | 0.68682 | 5.5134 | 5.5134 |  | 10.5421 | 16.7248 | 42.0146 | 0.66461 | 3.8047 | 27.1785 | 6.7311 | 20.8388 | 41.1574 | 6.7311 | 20.8388 | 41.1574 | [19 empty] | 14.5209 | 8.1491 | 14.5209 | 8.1491 |  | 22.67 | 22.67
2081 | -1.8945 | 4.5795 | 24.2454 | 18.8246 | 5.9766 | 0.49661 | 5.9766 | 0.49661 |  | 7.0024 | 14.8649 | 21.9046 | [11 empty] | 6.2344 | 14.4137 | 21.9045 | 0.49671 | 6.4191 | 19.2515 |  | 6.2344 | 14.4137 | 21.9045 | 0.49671 | 6.4191 | 19.2515 |  |  | 0.71052 | 6.4732 | 6.4732 |  | 10.5386 | 16.7249 | 42.0146 | 0.66356 | 3.7503 | 26.9318 | 6.7311 | 20.8328 | 41.156 | 6.7311 | 20.8328 | 41.156 | [19 empty] | 14.5165 | 8.1453 | 14.5165 | 8.1453 |  | 22.6617 | 22.6617
2082 | -3.9011 | 3.1018 | 22.2954 | 16.9853 | 7.3495 | 0.49661 | 7.3495 | 0.49661 |  | 7.0016 | 14.9046 | 21.9046 | [11 empty] | 6.2344 | 14.4136 | 21.9045 | 0.49671 | 6.4186 | 19.2552 |  | 6.2344 | 14.4136 | 21.9045 | 0.49671 | 6.4186 | 19.2552 |  |  | 2.2478 | 7.8461 | 7.8461 |  | 10.5359 | 16.7646 | 42.0146 | 0.66224 | 3.6689 | 26.6252 | 6.7311 | 20.8322 | 41.1597 | 6.7311 | 20.8322 | 41.1597 | [19 empty] | 14.5129 | 8.1416 | 14.5129 | 8.1416 |  | 22.6545 | 22.6545
2083 | -5.2396 | 3.0758 | 19.0056 | 15.0437 | 8.4907 | 0.49661 | 8.4907 | 0.49661 |  | 7.0009 | 14.9007 | 21.9046 | [11 empty] | 6.2344 | 14.4135 | 21.9045 | 0.49671 | 6.4183 | 19.2559 |  | 6.2344 | 14.4135 | 21.9045 | 0.49671 | 6.4183 | 19.2559 |  |  | 0.88822 | 8.9873 | 8.9873 |  | 10.5339 | 16.7607 | 42.0146 | 0.66088 | 3.5587 | 26.1872 | 6.7311 | 20.8318 | 41.1604 | 6.7311 | 20.8318 | 41.1604 | [19 empty] | 14.5101 | 8.1393 | 14.5101 | 8.1393 |  | 22.6493 | 22.6493
2084 | -5.8556 | 3.106 | 15.0992 | 13.0833 | 7.2571 | 0.49661 | 7.2571 | 0.49661 |  | 7.0003 | 14.9051 | 21.9046 | [11 empty] | 6.2344 | 14.4135 | 21.9045 | 0.49671 | 6.4188 | 19.2547 |  | 6.2344 | 14.4135 | 21.9045 | 0.49671 | 6.4188 | 19.2547 |  |  | 0.71746 | 7.7537 | 7.7537 |  | 10.5325 | 16.7651 | 42.0146 | 0.64912 | 3.4808 | 25.8976 | 6.7311 | 20.8323 | 41.1592 | 6.7311 | 20.8323 | 41.1592 | [19 empty] | 14.5078 | 8.1377 | 14.5078 | 8.1377 |  | 22.6455 | 22.6455
2085 | -3.3856 | 3.2012 | 13.6602 | 11.5216 | 11.9885 | 0.49661 | 11.9885 | 0.49661 |  | 7.0176 | 14.9108 | 21.9046 | [11 empty] | 6.2344 | 14.4135 | 21.9045 | 0.49671 | 6.4182 | 19.2537 |  | 6.2344 | 14.4135 | 21.9045 | 0.49671 | 6.4182 | 19.2537 |  |  | 3.0918 | 12.4851 | 12.4851 |  | 10.549 | 16.7708 | 42.0146 | 0.63749 | 3.4768 | 25.6685 | 6.7311 | 20.8317 | 41.1582 | 6.7311 | 20.8317 | 41.1582 | [19 empty] | 14.5061 | 8.1309 | 14.5061 | 8.1309 |  | 22.637 | 22.637
2086 | -4.3824 | 3.0221 | 11.2258 | 10.8404 | 11.4532 | 0.49661 | 11.4532 | 0.49661 |  | 7.0138 | 14.9094 | 21.9046 | [11 empty] | 6.2344 | 14.4135 | 21.9045 | 0.49671 | 6.422 | 19.2548 |  | 6.2344 | 14.4135 | 21.9045 | 0.49671 | 6.422 | 19.2548 |  |  | 0.86074 | 11.9498 | 11.9498 |  | 10.5452 | 16.7694 | 42.0146 | 0.63818 | 3.3617 | 25.4621 | 6.7311 | 20.8355 | 41.1592 | 6.7311 | 20.8355 | 41.1592 | [19 empty] | 14.5048 | 8.1318 | 14.5048 | 8.1318 |  | 22.6367 | 22.6367
2087 | 1.8455 | 2.44 | 14.9027 | 10.8666 | 13.9832 | 0.49661 | 13.9832 | 0.49661 |  | 7.0181 | 14.9085 | 21.9046 | [11 empty] | 6.2344 | 14.4135 | 21.9045 | 0.49671 | 6.4215 | 19.2511 |  | 6.2344 | 14.4135 | 21.9045 | 0.49671 | 6.4215 | 19.2511 |  |  | 0.67477 | 14.4798 | 14.4798 |  | 10.5501 | 16.7685 | 42.0146 | 0.63882 | 3.33 | 25.3757 | 6.7311 | 20.835 | 41.1556 | 6.7311 | 20.835 | 41.1556 | [19 empty] | 14.504 | 8.1294 | 14.504 | 8.1294 |  | 22.6334 | 22.6334
2088 | -4.6497 | 3.2168 | 12.2 | 9.5735 | 11.7075 | 0.49661 | 11.7075 | 0.49661 |  | 7.0238 | 14.9078 | 21.9046 | [11 empty] | 6.2344 | 14.4135 | 21.9045 | 0.49671 | 6.421 | 19.2553 |  | 6.2344 | 14.4135 | 21.9045 | 0.49671 | 6.421 | 19.2553 |  |  | 0.59155 | 12.2041 | 12.2041 |  | 10.5568 | 16.7678 | 42.0146 | 0.63904 | 3.3011 | 25.1208 | 6.7311 | 20.8345 | 41.1598 | 6.7311 | 20.8345 | 41.1598 | [19 empty] | 14.5034 | 8.1279 | 14.5034 | 8.1279 |  | 22.6313 | 22.6313
2089 | 3.5176 | 3.0388 | 17.5529 | 9.1272 | 4.6715 | 0.49661 | 4.6715 | 0.49661 |  | 7.0224 | 14.907 | 21.9046 | [11 empty] | 6.2344 | 14.4135 | 21.9045 | 0.49671 | 6.4202 | 19.2544 |  | 6.2344 | 14.4135 | 21.9045 | 0.49671 | 6.4202 | 19.2544 |  |  | 0.53095 | 5.1681 | 5.1681 |  | 10.5566 | 16.767 | 42.0146 | 0.63885 | 3.2198 | 24.9455 | 6.7311 | 20.8337 | 41.1589 | 6.7311 | 20.8337 | 41.1589 | [19 empty] | 14.503 | 8.1271 | 14.503 | 8.1271 |  | 22.6301 | 22.6301
2090 | -1.3968 | 2.6913 | 17.9908 | 7.8042 | 5.7427 | 0.49661 | 5.7427 | 0.49661 |  | 7.0215 | 14.9064 | 21.9046 | [11 empty] | 6.2344 | 14.4135 | 21.9045 | 0.49671 | 6.4204 | 19.2538 |  | 6.2344 | 14.4135 | 21.9045 | 0.49671 | 6.4204 | 19.2538 |  |  | 0.50708 | 6.2393 | 6.2393 |  | 10.5573 | 16.7664 | 42.0146 | 0.63912 | 3.197 | 24.7665 | 6.7311 | 20.8339 | 41.1583 | 6.7311 | 20.8339 | 41.1583 | [19 empty] | 14.5029 | 8.1253 | 14.5029 | 8.1253 |  | 22.6281 | 22.6281
2091 | 3.9863 | 2.8982 | 22.6959 | 8.1999 | 9.3472 | 0.83686 | 9.3472 | 0.83686 |  | 7.0208 | 14.9059 | 21.9046 | [11 empty] | 6.2344 | 14.4135 | 21.9045 | 0.49671 | 6.4196 | 19.2551 |  | 6.2344 | 14.4135 | 21.9045 | 0.49671 | 6.4196 | 19.2551 |  |  | 0.51351 | 10.184 | 10.184 |  | 10.5585 | 16.7659 | 42.0146 | 0.63942 | 3.1741 | 24.5436 | 6.7311 | 20.8332 | 41.1596 | 6.7311 | 20.8332 | 41.1596 | [19 empty] | 14.5028 | 8.1242 | 14.5028 | 8.1242 |  | 22.6269 | 22.6269
2092 | -1.4245 | 3.0124 | 23.0723 | 9.9527 | 12.5616 | 1.3911 | 12.5616 | 1.3911 |  | 7.0201 | 14.9054 | 21.9046 | [11 empty] | 6.2344 | 14.4135 | 21.9045 | 0.49671 | 6.419 | 19.2545 |  | 6.2344 | 14.4135 | 21.9045 | 0.49671 | 6.419 | 19.2545 |  |  | 0.62269 | 13.9527 | 13.9527 |  | 10.5604 | 16.7654 | 42.0146 | 0.63956 | 3.149 | 24.3116 | 6.7311 | 20.8325 | 41.159 | 6.7311 | 20.8325 | 41.159 | [19 empty] | 14.5026 | 8.1237 | 14.5026 | 8.1237 |  | 22.6263 | 22.6263
2093 | -1.8574 | 2.6581 | 23.1024 | 10.8781 | 8.2332 | 0.9077 | 8.2332 | 0.9077 |  | 7.0195 | 14.9051 | 21.9046 | [11 empty] | 6.2344 | 14.4135 | 21.9045 | 0.49671 | 6.4184 | 19.2541 |  | 6.2344 | 14.4135 | 21.9045 | 0.49671 | 6.4184 | 19.2541 |  |  | 3.2564 | 9.1409 | 9.1409 |  | 10.5596 | 16.7651 | 42.0146 | 0.63605 | 3.1395 | 24.0854 | 6.7311 | 20.8319 | 41.1586 | 6.7311 | 20.8319 | 41.1586 | [19 empty] | 14.5025 | 8.1236 | 14.5025 | 8.1236 |  | 22.6262 | 22.6262
2094 | -4.4541 | 3.2275 | 20.6171 | 9.4195 | 10.7639 | 0.58471 | 10.7639 | 0.58471 |  | 7.0189 | 14.9048 | 21.9046 | [11 empty] | 6.2344 | 14.4135 | 21.9045 | 0.49671 | 6.4178 | 19.2536 |  | 6.2344 | 14.4135 | 21.9045 | 0.49671 | 6.4178 | 19.2536 |  |  | 1.3152 | 11.3486 | 11.3486 |  | 10.5593 | 16.7648 | 42.0146 | 0.62726 | 3.1292 | 23.8574 | 6.7311 | 20.8314 | 41.1581 | 6.7311 | 20.8314 | 41.1581 | [19 empty] | 14.5024 | 8.1239 | 14.5024 | 8.1239 |  | 22.6263 | 22.6263
2095 | -4.5328 | 2.6422 | 18.052 | 8.0846 | 20.0249 | 0.71052 | 20.0249 | 0.71052 |  | 7.0185 | 14.9045 | 21.9046 | [11 empty] | 6.2344 | 14.4135 | 21.9045 | 0.49671 | 6.4171 | 19.2533 |  | 6.2344 | 14.4135 | 21.9045 | 0.49671 | 6.4171 | 19.2533 |  |  | 2.0872 | 20.7355 | 20.7355 |  | 10.5591 | 16.7645 | 42.0146 | 0.6175 | 3.1221 | 23.6649 | 6.7311 | 20.8306 | 41.1577 | 6.7311 | 20.8306 | 41.1577 | [19 empty] | 14.5024 | 8.1227 | 14.5024 | 8.1227 |  | 22.625 | 22.625
2096 | -8.4512 | 2.7435 | 11.5683 | 6.5748 | 21.7546 | 9.269 | 21.7546 | 9.269 |  | 7.0181 | 14.9044 | 21.9046 | [11 empty] | 6.2344 | 14.4135 | 21.9045 | 0.49671 | 6.4162 | 19.255 |  | 6.2344 | 14.4135 | 21.9045 | 0.49671 | 6.4162 | 19.255 |  |  | 0.79364 | 31.0236 | 31.0236 |  | 10.5587 | 16.7644 | 42.0146 | 0.59679 | 3.1121 | 23.5313 | 6.7311 | 20.8297 | 41.1595 | 6.7311 | 20.8297 | 41.1595 | [19 empty] | 14.5023 | 8.1217 | 14.5023 | 8.1217 |  | 22.6239 | 22.6239
2097 | -4.8525 | 2.6944 | 8.6841 | 5.2748 | 21.893 | 15.4677 | 21.893 | 15.4677 |  | 7.0178 | 14.9043 | 21.9046 | [11 empty] | 6.2344 | 14.4135 | 21.9045 | 0.49671 | 6.4153 | 19.2548 |  | 6.2344 | 14.4135 | 21.9045 | 0.49671 | 6.4153 | 19.2548 |  |  | 0.52809 | 37.3607 | 37.3607 |  | 10.5583 | 16.7643 | 42.0146 | 0.5968 | 3.1043 | 23.3867 | 6.7311 | 20.8288 | 41.1593 | 6.7311 | 20.8288 | 41.1593 | [19 empty] | 14.5022 | 8.1208 | 14.5022 | 8.1208 |  | 22.623 | 22.623
2098 | -5.6613 | 2.642 | 4.9884 | 4.2099 | 21.904 | 19.8122 | 21.904 | 19.8122 |  | 7.0176 | 14.9044 | 21.9046 | [11 empty] | 6.2344 | 14.4135 | 21.9045 | 0.49671 | 6.4145 | 19.2546 |  | 6.2344 | 14.4135 | 21.9045 | 0.49671 | 6.4145 | 19.2546 |  |  | 2.6117 | 41.7162 | 41.7162 |  | 10.5581 | 16.7644 | 42.0146 | 0.59685 | 3.0963 | 23.2475 | 6.7311 | 20.828 | 41.1591 | 6.7311 | 20.828 | 41.1591 | [19 empty] | 14.5022 | 8.1202 | 14.5022 | 8.1202 |  | 22.6223 | 22.6223
2099 | 0.9146 | 2.6799 | 7.756 | 3.305 | 21.9049 | 19.8869 | 21.9049 | 19.8869 |  | 7.0175 | 14.9044 | 21.9046 | [11 empty] | 6.2344 | 14.4135 | 21.9045 | 0.49671 | 6.4137 | 19.2544 |  | 6.2344 | 14.4135 | 21.9045 | 0.49671 | 6.4137 | 19.2544 |  |  | 3.5167 | 41.7918 | 41.7918 |  | 10.5579 | 16.7644 | 42.0146 | 0.59699 | 3.0573 | 23.1163 | 6.7311 | 20.8272 | 41.1588 | 6.7311 | 20.8272 | 41.1588 | [19 empty] | 14.5021 | 8.1195 | 14.5021 | 8.1195 |  | 22.6217 | 22.6217
2100 | -2.5256 | 2.6799 | 7.0827 | 2.4295 | 19.8988 | 18.6131 | 19.8988 | 18.6131 |  | 7.0174 | 14.9046 | 21.9046 | [11 empty] | 6.2344 | 14.4135 | 21.9045 | 0.49671 | 6.413 | 19.2544 |  | 6.2344 | 14.4135 | 21.9045 | 0.49671 | 6.413 | 19.2544 |  |  | 4.1264 | 38.5119 | 38.5119 |  | 10.5578 | 16.7646 | 42.0146 | 0.59482 | 3.0132 | 22.978 | 6.7311 | 20.8265 | 41.1588 | 6.7311 | 20.8265 | 41.1588 | [19 empty] | 14.5021 | 8.119 | 14.5021 | 8.119 |  | 22.6211 | 22.6211
2101 | -4.9966 | 2.6799 | 4.0525 | 1.5861 | 16.5542 | 17.1893 | 16.5542 | 17.1893 |  | 7.0174 | 14.9048 | 21.9046 | [11 empty] | 6.2344 | 14.4135 | 21.9045 | 0.49671 | 6.4163 | 19.2542 |  | 6.2344 | 14.4135 | 21.9045 | 0.49671 | 6.4163 | 19.2542 |  |  | 1.0169 | 33.7435 | 33.7435 |  | 10.5578 | 16.7648 | 42.0146 | 0.59233 | 2.9684 | 22.8323 | 6.7311 | 20.8299 | 41.1587 | 6.7311 | 20.8299 | 41.1587 | [19 empty] | 14.5021 | 8.123 | 14.5021 | 8.123 |  | 22.625 | 22.625
2102 | 1.8985 | 2.6799 | 7.8024 | 0.76948 | 12.5936 | 15.6949 | 12.5936 | 15.6949 |  | 7.0175 | 14.9051 | 21.9046 | [11 empty] | 6.2344 | 14.4135 | 21.9045 | 0.49671 | 6.4157 | 19.2542 |  | 6.2344 | 14.4135 | 21.9045 | 0.49671 | 6.4157 | 19.2542 |  |  | 1.727 | 28.2886 | 28.2886 |  | 10.5578 | 16.7651 | 42.0146 | 0.59259 | 2.9312 | 22.6868 | 6.7311 | 20.8292 | 41.1587 | 6.7311 | 20.8292 | 41.1587 | [19 empty] | 14.502 | 8.1224 | 14.502 | 8.1224 |  | 22.6244 | 22.6244
2103 | -1.872 | 2.6799 | 7.7822 | 0.50207 | 11.103 | 14.4821 | 11.103 | 14.4821 |  | 7.0176 | 14.9054 | 21.9046 | [11 empty] | 6.2344 | 14.4135 | 21.9045 | 0.49671 | 6.4151 | 19.2542 |  | 6.2344 | 14.4135 | 21.9045 | 0.49671 | 6.4151 | 19.2542 |  |  | 8.3312 | 25.5851 | 25.5851 |  | 10.558 | 16.7654 | 42.0146 | 0.59326 | 2.8911 | 22.5235 | 6.7311 | 20.8286 | 41.1587 | 6.7311 | 20.8286 | 41.1587 | [19 empty] | 14.502 | 8.1218 | 14.502 | 8.1218 |  | 22.6238 | 22.6238
2104 | -0.065404 | 2.6799 | 9.5715 | 0.49672 | 8.6156 | 13.8202 | 8.6156 | 13.8202 |  | 7.0178 | 14.9059 | 21.9046 | [11 empty] | 6.2344 | 14.4135 | 21.9045 | 0.49671 | 6.4145 | 19.2542 |  | 6.2344 | 14.4135 | 21.9045 | 0.49671 | 6.4145 | 19.2542 |  |  | 15.3616 | 22.4358 | 22.4358 |  | 10.5581 | 16.7659 | 42.0146 | 0.59369 | 2.8498 | 22.3538 | 6.7311 | 20.8281 | 41.1587 | 6.7311 | 20.8281 | 41.1587 | [19 empty] | 14.502 | 8.1212 | 14.502 | 8.1212 |  | 22.6232 | 22.6232
2105 | -2.4287 | 2.6799 | 8.9969 | 0.49661 | 12.3562 | 14.4327 | 12.3562 | 14.4327 |  | 7.0181 | 14.9059 | 21.9046 | [11 empty] | 6.2344 | 14.4135 | 21.9045 | 0.49671 | 6.4141 | 19.2542 |  | 6.2344 | 14.4135 | 21.9045 | 0.49671 | 6.4141 | 19.2542 |  |  | 19.28 | 26.7888 | 26.7888 |  | 10.5584 | 16.7659 | 42.0146 | 0.59385 | 2.8203 | 22.185 | 6.7311 | 20.8276 | 41.1587 | 6.7311 | 20.8276 | 41.1587 | [19 empty] | 14.502 | 8.1206 | 14.502 | 8.1206 |  | 22.6226 | 22.6226
2106 | -2.1066 | 2.6799 | 8.7457 | 0.49661 | 9.6015 | 12.946 | 9.6015 | 12.946 |  | 7.0184 | 14.9059 | 21.9046 | [11 empty] | 6.2344 | 14.4135 | 21.9045 | 0.49671 | 6.4056 | 19.2542 |  | 6.2344 | 14.4135 | 21.9045 | 0.49671 | 6.4056 | 19.2542 |  |  | 23.4025 | 22.5474 | 22.5474 |  | 10.5588 | 16.7659 | 42.0146 | 0.59438 | 2.7964 | 22.014 | 6.7311 | 20.8191 | 41.1587 | 6.7311 | 20.8191 | 41.1587 | [19 empty] | 14.502 | 8.12 | 14.502 | 8.12 |  | 22.622 | 22.622
2107 | -5.6162 | 2.6799 | 5.0973 | 0.49661 | 15.0141 | 12.9893 | 15.0141 | 12.9893 |  | 7.0189 | 14.9059 | 21.9046 | [11 empty] | 6.2344 | 14.4135 | 21.9045 | 0.49671 | 6.4 | 19.2542 |  | 6.2344 | 14.4135 | 21.9045 | 0.49671 | 6.4 | 19.2542 |  |  | 23.1038 | 28.0034 | 28.0034 |  | 10.5592 | 16.7659 | 42.0146 | 0.56829 | 2.7689 | 21.8435 | 6.7311 | 20.8135 | 41.1587 | 6.7311 | 20.8135 | 41.1587 | [19 empty] | 14.502 | 8.1194 | 14.502 | 8.1194 |  | 22.6214 | 22.6214
2108 | -0.94209 | 2.6799 | 6.0116 | 0.49661 | 15.5123 | 11.5011 | 15.5123 | 11.5011 |  | 7.0189 | 14.9059 | 21.9046 | [11 empty] | 6.2344 | 14.4135 | 21.9045 | 0.49671 | 6.3954 | 19.2542 |  | 6.2344 | 14.4135 | 21.9045 | 0.49671 | 6.3954 | 19.2542 |  |  | 19.0744 | 27.0135 | 27.0135 |  | 10.5592 | 16.7659 | 42.0146 | 0.5569 | 2.7417 | 21.6919 | 6.7311 | 20.8089 | 41.1587 | 6.7311 | 20.8089 | 41.1587 | [19 empty] | 14.502 | 8.1189 | 14.502 | 8.1189 |  | 22.6209 | 22.6209
2109 | -0.22776 | 2.6799 | 7.6395 | 0.49661 | 21.3936 | 10.8487 | 21.3936 | 10.8487 |  | 7.0189 | 14.9059 | 21.9046 | [11 empty] | 6.2344 | 14.4135 | 21.9045 | 0.49671 | 6.3881 | 19.2542 |  | 6.2344 | 14.4135 | 21.9045 | 0.49671 | 6.3881 | 19.2542 |  |  | 14.4542 | 32.2423 | 32.2423 |  | 10.5592 | 16.7659 | 42.0146 | 0.55319 | 2.7178 | 21.5489 | 6.7311 | 20.8016 | 41.1587 | 6.7311 | 20.8016 | 41.1587 | [19 empty] | 14.502 | 8.1183 | 14.502 | 8.1183 |  | 22.6203 | 22.6203
2110 | 0.070351 | 2.6799 | 9.566 | 0.49661 | 21.8641 | 12.6038 | 21.8641 | 12.6038 |  | 7.0189 | 14.9059 | 21.9046 | [11 empty] | 6.2344 | 14.4135 | 21.9045 | 0.49671 | 6.3821 | 19.2542 |  | 6.2344 | 14.4135 | 21.9045 | 0.49671 | 6.3821 | 19.2542 |  |  | 9.3301 | 34.4679 | 34.4679 |  | 10.5592 | 16.7659 | 42.0146 | 0.54684 | 2.6928 | 21.3975 | 6.7311 | 20.7957 | 41.1587 | 6.7311 | 20.7957 | 41.1587 | [19 empty] | 14.502 | 8.1177 | 14.502 | 8.1177 |  | 22.6197 | 22.6197
2111 | 1.9469 | 2.6578 | 13.3695 | 0.49661 | 21.9017 | 13.9543 | 21.9017 | 13.9543 |  | 7.0189 | 14.9059 | 21.9046 | [11 empty] | 6.2344 | 14.4135 | 21.9045 | 0.49671 | 6.3794 | 19.2542 |  | 6.2344 | 14.4135 | 21.9045 | 0.49671 | 6.3794 | 19.2542 |  |  | 6.3817 | 35.856 | 35.856 |  | 10.5592 | 16.7659 | 42.0146 | 0.54555 | 2.6659 | 21.2779 | 6.7311 | 20.7929 | 41.1587 | 6.7311 | 20.7929 | 41.1587 | [19 empty] | 14.502 | 8.1172 | 14.502 | 8.1172 |  | 22.6191 | 22.6191
2112 | 4.5203 | 2.4207 | 19.7469 | 0.49661 | 19.3427 | 12.3102 | 19.3427 | 12.3102 |  | 7.0189 | 14.9059 | 21.9046 | [11 empty] | 6.2344 | 14.4135 | 21.9045 | 0.49671 | 6.3757 | 19.2542 |  | 6.2344 | 14.4135 | 21.9045 | 0.49671 | 6.3757 | 19.2542 |  |  | 2.6721 | 31.6529 | 31.6529 |  | 10.5593 | 16.7659 | 42.0146 | 0.54555 | 2.6419 | 21.13 | 6.7311 | 20.7893 | 41.1587 | 6.7311 | 20.7893 | 41.1587 | [19 empty] | 14.502 | 8.1166 | 14.502 | 8.1166 |  | 22.6186 | 22.6186
2113 | -3.8564 | 2.3488 | 17.8558 | 0.49661 | 16.7049 | 11.3824 | 16.7049 | 11.3824 |  | 7.0189 | 14.9059 | 21.9046 | [11 empty] | 6.2344 | 14.4135 | 21.9045 | 0.49671 | 6.372 | 19.2542 |  | 6.2344 | 14.4135 | 21.9045 | 0.49671 | 6.372 | 19.2542 |  |  | 4.4048 | 28.0873 | 28.0873 |  | 10.5593 | 16.7659 | 42.0146 | 0.5458 | 2.6186 | 20.9222 | 6.7311 | 20.7855 | 41.1587 | 6.7311 | 20.7855 | 41.1587 | [19 empty] | 14.502 | 8.1161 | 14.502 | 8.1161 |  | 22.618 | 22.618
2114 | 3.0195 | 2.1416 | 22.6851 | 1.8823 | 10.1487 | 10.1764 | 10.1487 | 10.1764 |  | 7.0189 | 14.9059 | 21.9046 | [11 empty] | 6.2344 | 14.4135 | 21.9045 | 0.49671 | 6.365 | 19.2542 |  | 6.2344 | 14.4135 | 21.9045 | 0.49671 | 6.365 | 19.2542 |  |  | 1.0037 | 20.325 | 20.325 |  | 10.5593 | 16.7659 | 42.0146 | 0.54552 | 2.6102 | 20.7621 | 6.7311 | 20.7785 | 41.1587 | 6.7311 | 20.7785 | 41.1587 | [19 empty] | 14.502 | 8.1156 | 14.502 | 8.1156 |  | 22.6176 | 22.6176
2115 | -1.5018 | 2.3594 | 23.0714 | 1.4427 | 7.1911 | 9.2222 | 7.1911 | 9.2222 |  | 7.0189 | 14.9059 | 21.9046 | [11 empty] | 6.2344 | 14.4135 | 21.9045 | 0.49671 | 6.3641 | 19.2542 |  | 6.2344 | 14.4135 | 21.9045 | 0.49671 | 6.3641 | 19.2542 |  |  | 4.2604 | 16.4133 | 16.4133 |  | 10.5593 | 16.7659 | 42.0146 | 0.54525 | 2.6022 | 20.6874 | 6.7311 | 20.7776 | 41.1587 | 6.7311 | 20.7776 | 41.1587 | [19 empty] | 14.502 | 8.1151 | 14.502 | 8.1151 |  | 22.6171 | 22.6171
2116 | -1.8635 | 3.01 | 23.1023 | 1.8128 | 3.4248 | 8.5425 | 3.4248 | 8.5425 |  | 7.0189 | 14.9059 | 21.9046 | [11 empty] | 6.2344 | 14.4135 | 21.9045 | 0.49671 | 6.3641 | 19.2542 |  | 6.2344 | 14.4135 | 21.9045 | 0.49671 | 6.3641 | 19.2542 |  |  | 3.2381 | 11.9674 | 11.9674 |  | 10.5593 | 16.7659 | 42.0146 | 0.54498 | 2.5943 | 20.5295 | 6.7311 | 20.7776 | 41.1587 | 6.7311 | 20.7776 | 41.1587 | [19 empty] | 14.502 | 8.1147 | 14.502 | 8.1147 |  | 22.6167 | 22.6167
2117 | -1.8925 | 2.8323 | 23.1048 | 5.435 | 6.2344 | 7.9761 | 6.2344 | 7.9761 |  | 7.0189 | 14.9059 | 21.9046 | [11 empty] | 6.2344 | 14.4135 | 21.9045 | 0.49671 | 6.364 | 19.2542 |  | 6.2344 | 14.4135 | 21.9045 | 0.49671 | 6.364 | 19.2542 |  |  | 7.1839 | 14.2105 | 14.2105 |  | 10.5593 | 16.7659 | 42.0146 | 0.5447 | 2.5607 | 20.3526 | 6.7311 | 20.7775 | 41.1587 | 6.7311 | 20.7775 | 41.1587 | [19 empty] | 14.502 | 8.1143 | 14.502 | 8.1143 |  | 22.6163 | 22.6163
2118 | -1.8948 | 2.8433 | 23.105 | 4.6252 | 5.6038 | 7.4246 | 5.6038 | 7.4246 |  | 7.0189 | 14.9059 | 21.9046 | [11 empty] | 0 | 0 | 1.231e-10 | 0.49661 | 0.49661 | 0.53585 | [9 empty] | 7.5437 | 13.0284 | 13.0284 |  | 10.5593 | 16.7659 | 42.0146 | 0.54497 | 2.549 | 20.0443 |  |  |  | 0.49682 | 1.8626 | 16.6529 | [21 empty] | 2.2032 | 0.68304
GRAPHING
SHOW-HIDE/CUT-PASTE
TABLE
GRAPHING
SHOW-HIDE/CUT-PASTE
TABLE
GRAPHING
SHOW-HIDE/CUT-PASTE
TABLE
GRAPHING
SHOW-HIDE/CUT-PASTE
TABLE
GRAPHING
SHOW-HIDE/CUT-PASTE
TABLE

## BSA Single Year Plots
| LR CROSS Run Begins in: |  | 1896 | [6 empty] | USBR CRSS Run Begins in: |  |  | 1896
[27 empty] | Current CROSS BSA RUN | [6 empty] | ACTIVE USBR CRSS BSA OUTPUT | [6 empty] | Cumulative Differences | [13 empty] | USBR CRSS BSA OUTPUT
[55 empty] | Trace 1 (run 0) | [5 empty] | Trace 40 (run 39) | [5 empty] | Trace 48 (run 47)
[18 empty] | usbr uses shorter streamflow record so only | [8 empty] | Start Year | 1896 | [5 empty] | Start Year | 1896 | [5 empty] | start year | 1896 | [12 empty] | start year | 1906 |  |  |  |  | start year | 1945 |  |  |  |  | start year | 1953
validate using starting years from 1906 to 1952
[27 empty] | Powell In | Powell Storage | Powell Out | Mead In | Mead Storage | Mead Out |  | Powell In | Powell Storage | Powell Out | Mead In | Mead Storage | Mead Out |  | Powell In | Powell Storage | Powell Out | Mead In | Mead Storage | Mead Out | [8 empty] | Powell In | Powell Storage | Powell Out | Mead In | Mead Storage | Mead Out | Powell In | Powell Storage | Powell Out | Mead In | Mead Storage | Mead Out | Powell In | Powell Storage | Powell Out | Mead In | Mead Storage | Mead Out
[27 empty] | 1896 | 1896 | 1896 | 1896 | 1896 | 1896 | [22 empty] | 1906 | 1906 | 1906 | 1906 | 1906 | 1906 | 1945 | 1945 | 1945 | 1945 | 1945 | 1945 | 1953 | 1953 | 1953 | 1953 | 1953 | 1953
[26 empty] | 2008 | 6.1427 | 11.6054 | 7.48 | 8.3389 | 13.026 | 9.1999 |  |  | 10.4922 | 16.8058 | 8.23 | 8.8013 | 14.1076 |  | 6.1427 | 1.1132 | -9.3258 | 0.10893 | 4.2247 | -4.9077 | [8 empty] | 14.0749 | 17.3798 | 11.1984 | 11.7764 | 16.8812 | 8.8714 | 9.624 | 16.0122 | 8.23 | 9.2354 | 13.9356 | 9.5206 | 7.0391 | 13.6445 | 8.23 | 8.6624 | 14.2534 | 8.6062
[26 empty] | 2009 | 13.3687 | 16.0262 | 8.23 | 9.129 | 12.0582 | 9.1999 |  |  | 16.5373 | 18.9186 | 13.7866 | 14.5919 | 18.3319 |  | 19.5115 | -0.51104 | -20.0143 | -4.5487 | -2.5337 | -14.0397 | [8 empty] | 16.1914 | 20.0855 | 12.7756 | 13.8542 | 20.7784 | 8.6592 | 6.8835 | 14.3786 | 8.23 | 9.0076 | 12.829 | 9.3295 | 4.9551 | 10.9807 | 7.48 | 8.0417 | 12.7416 | 8.7897
[26 empty] | 2010 | 9.2558 | 15.8691 | 9 | 9.899 | 11.8721 | 9.1999 |  |  | 12.1807 | 19.4934 | 11.0619 | 12.2928 | 19.452 |  | 28.7672 | 3.6885 | -30.5077 | -5.7116 | -0.42074 | -24.2918 | [8 empty] | 7.0206 | 18.501 | 8.23 | 9.1985 | 19.5904 | 9.3962 | 11.3729 | 16.8941 | 8.23 | 8.9732 | 11.8387 | 9.1972 | 5.1599 | 8.9437 | 7.06 | 7.9054 | 11.2419 | 8.6816
[26 empty] | 2011 | 11.206 | 18.0642 | 8.3982 | 9.2972 | 11.1006 | 9.1999 |  |  | 11.1366 | 19.5786 | 10.5419 | 11.214 | 19.8781 |  | 39.9732 | 6.9276 | -41.6881 | -6.9563 | -0.11343 | -34.97 | [8 empty] | 17.2318 | 22.9886 | 11.8495 | 12.7807 | 21.9246 | 9.1846 | 10.2303 | 17.5104 | 9.0881 | 9.4278 | 11.344 | 9.1447 | 6.4926 | 8.2237 | 7 | 7.4311 | 9.3354 | 8.7033
[26 empty] | 2012 | 8.6655 | 17.3242 | 9 | 9.899 | 11.3312 | 8.7999 |  |  | 7.2583 | 17.6519 | 8.8481 | 9.3623 | 18.5225 |  | 48.6388 | 10.0659 | -50.3401 | -5.9053 | 1.969 | -44.6926 | [8 empty] | 9.9524 | 22.0987 | 10.3364 | 11.5064 | 22.8172 | 9.396 | 11.8544 | 18.0765 | 10.7571 | 11.4249 | 13.0972 | 8.7413 | 15.6451 | 13.6896 | 9.42 | 10.3753 | 10.0388 | 8.8903
[26 empty] | 2013 | 8.9884 | 16.8946 | 9 | 9.899 | 11.5551 | 8.7999 |  |  | 6.1481 | 15.3127 | 8.23 | 8.8271 | 16.7643 |  | 57.6272 | 10.7465 | -56.6528 | -4.2363 | 2.728 | -52.6571 | [8 empty] | 10.801 | 22.4314 | 9.8742 | 11.1079 | 22.6831 | 10.0382 | 8.6581 | 17.9431 | 8.3276 | 8.6873 | 11.8643 | 9.1153 | 11.0963 | 15.2377 | 9 | 9.9417 | 10.6874 | 8.4881
[26 empty] | 2014 | 5.1534 | 12.9456 | 9 | 9.899 | 11.3824 | 9.1999 |  |  | 3.6218 | 10.7075 | 8.23 | 8.6239 | 15.2166 |  | 62.7806 | 9.3238 | -58.3603 | -2.5673 | 2.7585 | -58.6738 | [8 empty] | 13.6009 | 23.7653 | 11.5715 | 12.3311 | 23.842 | 9.8658 | 8.0133 | 16.6048 | 9 | 9.3917 | 11.5705 | 8.8541 | 5.7206 | 11.85 | 9 | 9.589 | 10.9349 | 8.5562
[26 empty] | 2015 | 10.1276 | 13.6497 | 9 | 9.899 | 11.6062 | 8.7999 |  |  | 6.0001 | 9.4488 | 7.06 | 7.6245 | 13.0038 |  | 72.9082 | 7.6496 | -58.8091 | 0.27165 | 3.9817 | -62.8777 | [8 empty] | 9.6452 | 22.9728 | 9.9083 | 10.6618 | 23.406 | 9.8814 | 15.2061 | 18.6791 | 12.4788 | 13.3922 | 15.2812 | 8.5244 | 6.7232 | 10.8337 | 7.48 | 8.3363 | 9.7889 | 8.7976
[26 empty] | 2016 | 10.9124 | 15.0617 | 9 | 9.899 | 11.4313 | 9.1999 |  |  | 5.2114 | 7.1658 | 7.42 | 8.1886 | 11.4275 |  | 83.8206 | 9.8504 | -56.9749 | 2.7506 | 3.2427 | -65.1053 | [8 empty] | 16.4444 | 23.764 | 14.9902 | 15.9049 | 27.2013 | 10.5578 | 6.8844 | 16.9951 | 8.23 | 8.7054 | 14.5013 | 8.593 | 5.7273 | 9.3274 | 7.06 | 7.8608 | 8.1299 | 8.9193
[26 empty] | 2017 | 11.262 | 16.7685 | 9 | 9.899 | 11.2609 | 9.1999 |  |  | 11.9205 | 11.4072 | 7.06 | 7.6776 | 9.5778 |  | 95.0826 | 4.848 | -59.3821 | 5.5896 | 3.5833 | -65.4831 | [8 empty] | 8.8441 | 23.6649 | 8.3446 | 9.2125 | 24.0111 | 11.2956 | 4.7809 | 13.4191 | 8.23 | 8.7917 | 13.4614 | 8.9844 | 11.7375 | 11.1704 | 9.42 | 9.8697 | 8.5114 | 8.7785
[26 empty] | 2018 | 13.335 | 19.3861 | 10.0464 | 10.6671 | 12.2614 | 8.7778 |  |  | 15.8887 | 17.0183 | 9.42 | 10.4986 | 10.6474 |  | 108.4177 | 3.4975 | -66.354 | 6.8367 | 1.7627 | -67.3527 | [8 empty] | 15.0884 | 23.7632 | 14.3669 | 15.7373 | 27.202 | 10.9823 | 5.0771 | 10.5801 | 7.7936 | 8.639 | 12.5901 | 8.6816 | 5.1144 | 8.0142 | 8.23 | 8.8478 | 7.8613 | 8.8631
[26 empty] | 2019 | 16.2021 | 19.5956 | 15.4766 | 16.5571 | 18.8476 | 8.9407 |  |  | 6.9155 | 14.6894 | 9 | 9.9815 | 11.28 |  | 124.6197 | 12.68 | -65.5669 | 14.3938 | 8.8661 | -69.692 | [8 empty] | 18.0016 | 23.7628 | 17.4 | 18.3091 | 27.2024 | 16.9365 | 6.4264 | 9.7066 | 7.06 | 7.4911 | 10.4736 | 8.8977 | 5.8555 | 5.6932 | 8.1377 | 8.5587 | 7.052 | 8.7678
[26 empty] | 2020 | 7.2163 | 18.2025 | 8.23 | 9.2529 | 18.1574 | 8.8688 |  |  | 17.1016 | 20.0967 | 10.7867 | 11.8009 | 13.7175 |  | 131.836 | 1.1009 | -77.4336 | 12.8599 | 6.3564 | -74.5406 | [8 empty] | 11.026 | 23.8003 | 10.392 | 11.2727 | 25.9328 | 11.2539 | 15.4216 | 14.9365 | 9.42 | 10.4423 | 11.0582 | 8.912 | 14.0191 | 10.8075 | 8.23 | 9.5944 | 7.478 | 8.3607
[26 empty] | 2021 | 16.7515 | 20.7406 | 13.5204 | 14.5057 | 22.8424 | 8.6616 |  |  | 9.8034 | 19.7465 | 9.6591 | 10.9055 | 14.8785 |  | 148.5876 | 10.9371 | -83.6597 | 17.7066 | 11.9369 | -80.7575 | [8 empty] | 8.2086 | 23.2278 | 8.23 | 9.5015 | 24.9816 | 9.0857 | 10.9848 | 16.3584 | 9 | 10.0087 | 11.685 | 8.4131 | 6.6382 | 9.0436 | 8.23 | 9.3685 | 7.5806 | 8.4725
[26 empty] | 2022 | 9.9555 | 21.0677 | 9.0759 | 10.3012 | 22.6414 | 9.2794 |  |  | 10.6638 | 20.3276 | 9.5204 | 10.834 | 15.2388 |  | 158.543 | 10.4038 | -94.9115 | 18.4875 | 11.8074 | -86.7168 | [8 empty] | 16.856 | 23.7619 | 15.6822 | 17.0122 | 27.2033 | 13.2721 | 5.6129 | 12.8507 | 9 | 9.656 | 11.5864 | 8.7986 | 6.6027 | 7.2972 | 8.23 | 9.1716 | 7.3846 | 8.594
[26 empty] | 2023 | 10.3112 | 21.8261 | 8.954 | 10.2433 | 22.1422 | 9.53 |  |  | 13.452 | 20.4005 | 12.853 | 13.6927 | 18.3493 |  | 168.8542 | 8.3741 | -106.358 | 15.8777 | 8.4495 | -95.5362 | [8 empty] | 17.5006 | 23.7611 | 16.8915 | 18.3881 | 27.2041 | 16.9931 | 6.5963 | 10.2979 | 9 | 9.9233 | 11.3909 | 9.2005 | 8.4558 | 7.2843 | 8.23 | 9.1775 | 7.1267 | 8.669
[26 empty] | 2024 | 14.073 | 23.4368 | 11.7747 | 12.5878 | 24.1318 | 9.3523 |  |  | 9.5227 | 20.2824 | 9.1173 | 9.8745 | 17.5263 |  | 182.9272 | 13.9142 | -114.8657 | 19.3482 | 14.2572 | -103.7102 | [8 empty] | 13.4123 | 23.7604 | 12.8007 | 13.9789 | 27.2048 | 12.5823 | 5.61 | 8.6951 | 7.06 | 7.9279 | 9.1446 | 9.4217 | 9.9984 | 8.6748 | 8.23 | 9.4092 | 7.0979 | 8.6595
[26 empty] | 2025 | 9.658 | 23.1494 | 9.3908 | 10.1977 | 23.7065 | 9.3633 |  |  | 16.2769 | 23.046 | 12.7302 | 13.7225 | 20.6501 |  | 192.5852 | 6.8726 | -128.5208 | 16.8157 | 9.984 | -114.997 | [8 empty] | 13.9744 | 23.76 | 13.3661 | 15.3556 | 27.2053 | 13.9657 | 11.5964 | 11.3118 | 8.4527 | 8.9694 | 8.5801 | 8.7035 | 10.5439 | 10.5385 | 8.23 | 9.0572 | 6.8244 | 8.6409
[26 empty] | 2026 | 15.9372 | 23.748 | 14.7129 | 15.6817 | 26.5029 | 11.5717 |  |  | 8.7062 | 20.6135 | 10.7766 | 11.6445 | 21.3035 |  | 208.5224 | 15.0418 | -134.4214 | 21.7209 | 14.8584 | -124.7288 | [8 empty] | 9.2111 | 23.5483 | 8.8356 | 10.2363 | 25.3698 | 10.8075 | 5.0041 | 8.3468 | 7.9114 | 8.5962 | 7.6118 | 8.7801 | 10.3702 | 11.4971 | 9 | 9.6845 | 7.1774 | 8.6794
[26 empty] | 2027 | 9.3087 | 23.7958 | 8.6681 | 9.5099 | 24.8595 | 9.8539 |  |  | 14.9261 | 23.7584 | 10.9569 | 12.4073 | 23.3856 |  | 217.8311 | 8.8697 | -149.5117 | 20.2739 | 12.4522 | -138.2604 | [8 empty] | 9.1948 | 23.5674 | 8.5886 | 9.3496 | 24.5394 | 8.7977 | 5.7231 | 5.8122 | 8.23 | 8.718 | 6.9299 | 8.6247 | 8.0982 | 11.0674 | 8.23 | 8.9907 | 7.1004 | 8.2695
[26 empty] | 2028 | 14.1136 | 23.7997 | 13.5208 | 14.8675 | 26.4476 | 11.9591 |  |  | 17.8597 | 23.7578 | 17.2547 | 18.2473 | 27.2075 |  | 231.9447 | 5.94 | -159.7486 | 17.8868 | 8.2003 | -153.5088 | [8 empty] | 10.1671 | 23.4958 | 9.6422 | 10.3861 | 24.2917 | 9.2375 | 13.8866 | 10.8027 | 8.23 | 9.5944 | 7.2333 | 8.4535 | 12.7747 | 14.9185 | 8.23 | 9.6999 | 7.0812 | 8.8941
[26 empty] | 2029 | 18.5479 | 23.8 | 17.959 | 18.8422 | 26.4794 | 17.4768 |  |  | 10.8839 | 23.8695 | 10.1656 | 11.0438 | 25.2649 |  | 250.4926 | 12.9161 | -165.6592 | 26.5633 | 15.4356 | -161.2968 | [8 empty] | 14.2535 | 23.8263 | 13.2942 | 14.4264 | 26.2708 | 10.9795 | 6.5425 | 8.9514 | 8.23 | 9.3685 | 7.2162 | 8.5663 | 8.7142 | 14.9762 | 8.23 | 9.0789 | 6.8095 | 8.5686
[26 empty] | 2030 | 10.8033 | 23.8 | 10.2147 | 11.0693 | 25.868 | 10.3602 |  |  | 8.0757 | 23.2801 | 8.1145 | 9.466 | 24.6166 |  | 261.2959 | 15.7243 | -178.7245 | 29.5181 | 16.402 | -175.5532 | [8 empty] | 11.9874 | 23.9144 | 11.2829 | 11.5857 | 25.1983 | 11.3649 | 6.4512 | 7.0682 | 8.23 | 9.1716 | 7.0966 | 8.4844 | 11.0424 | 17.1703 | 8.23 | 9.0479 | 7.152 | 7.9087
[26 empty] | 2031 | 8.1166 | 23.1542 | 8.23 | 9.4773 | 25.1722 | 8.8708 |  |  | 16.6853 | 23.7566 | 15.5612 | 16.9712 | 27.2086 |  | 269.4125 | 6.4688 | -194.2512 | 23.4342 | 8.201 | -193.8911 | [8 empty] | 16.4739 | 23.9028 | 15.8693 | 16.271 | 27.0625 | 12.8667 | 8.3067 | 6.9234 | 8.23 | 9.1775 | 6.8521 | 8.6239 | 6.6336 | 15.2827 | 8.23 | 8.9716 | 6.8246 | 8.5126
[26 empty] | 2032 | 16.6692 | 23.7483 | 15.4467 | 16.7528 | 26.4538 | 14.1491 |  |  | 17.3622 | 23.756 | 16.7511 | 18.2519 | 27.2092 |  | 286.0817 | 6.3861 | -202.5605 | 23.4358 | 8.2019 | -206.9512 | [8 empty] | 9.632 | 23.8865 | 9.0393 | 9.6905 | 24.8893 | 10.5672 | 9.8566 | 8.1922 | 8.23 | 9.4092 | 6.8342 | 8.6156 | 3.037 | 10.1454 | 8.23 | 8.7684 | 7.3755 | 7.4059
[26 empty] | 2033 | 17.3939 | 23.7959 | 16.7537 | 18.2272 | 26.4795 | 16.8681 |  |  | 13.2449 | 23.7555 | 12.648 | 13.8223 | 26.9193 |  | 303.4756 | 10.551 | -209.5623 | 29.015 | 12.6572 | -217.0024 | [8 empty] | 4.8391 | 20.4944 | 7.943 | 8.6855 | 23.4048 | 8.8943 | 10.4124 | 9.9459 | 8.23 | 9.0572 | 6.8992 | 8.1889 | 9.031 | 10.5943 | 8.23 | 9.5715 | 7.3676 | 8.7491
[26 empty] | 2034 | 13.5292 | 23.7997 | 12.9365 | 14.0901 | 26.48 | 12.7566 |  |  | 13.8248 | 23.7553 | 13.2139 | 15.2034 | 27.2099 |  | 317.0048 | 9.9749 | -220.3812 | 29.8912 | 11.2766 | -231.4558 | [8 empty] | 10.9614 | 22.1229 | 8.6455 | 9.9766 | 23.3492 | 8.6824 | 10.2413 | 11.5056 | 8.23 | 8.9145 | 7.4474 | 7.5526 | 11.941 | 13.6877 | 8.23 | 9.6651 | 7.6858 | 8.4852
[26 empty] | 2035 | 13.2031 | 23.8 | 12.6142 | 14.5829 | 26.48 | 13.2499 |  |  | 9.0887 | 23.7396 | 8.497 | 9.8977 | 24.8042 |  | 330.208 | 14.7113 | -231.5066 | 35.977 | 16.5823 | -243.0101 | [8 empty] | 7.4121 | 20.8553 | 8.23 | 9.0172 | 21.9727 | 9.1577 | 7.9816 | 10.969 | 8.23 | 8.9907 | 7.0709 | 8.5769 | 12.264 | 17.0154 | 8.23 | 9.8944 | 8.2001 | 8.4861
[26 empty] | 2036 | 9.6523 | 23.8 | 9.0637 | 10.4407 | 25.8276 | 9.7735 |  |  | 9.0561 | 23.5635 | 8.6599 | 9.4223 | 24.0935 |  | 339.8603 | 14.7439 | -246.0063 | 37.7579 | 16.4053 | -257.3301 | [8 empty] | 3.6227 | 16.1413 | 8.23 | 8.9049 | 20.6039 | 9.0804 | 12.6252 | 14.6853 | 8.23 | 9.6999 | 7.0451 | 8.9034 | 5.3133 | 13.9278 | 8.23 | 9.0885 | 7.7536 | 8.7156
[26 empty] | 2037 | 8.465 | 23.4747 | 8.23 | 8.884 | 24.5858 | 8.8388 |  |  | 10.0271 | 23.2099 | 9.8108 | 10.5543 | 24.0347 |  | 348.3253 | 13.4476 | -260.9862 | 36.8311 | 14.0315 | -272.5261 | [8 empty] | 6.3005 | 13.9763 | 8.23 | 8.6381 | 18.6751 | 9.4669 | 8.6012 | 14.6439 | 8.23 | 9.0789 | 6.8285 | 8.5131 | 11.0449 | 16.1568 | 8.23 | 9.3771 | 7.452 | 8.8621
[26 empty] | 2038 | 11.0301 | 23.774 | 10.1222 | 10.7591 | 24.6947 | 9.368 |  |  | 14.101 | 23.919 | 12.7279 | 13.8601 | 27.0462 |  | 359.3554 | 9.673 | -274.7831 | 34.8623 | 10.8346 | -290.2043 | [8 empty] | 9.1029 | 14.413 | 8.23 | 8.8205 | 16.7663 | 9.6998 | 10.946 | 16.7561 | 8.23 | 9.0479 | 7.1499 | 7.9317 | 19.1697 | 23.7533 | 10.4323 | 12.1425 | 9.6179 | 8.9788
[26 empty] | 2039 | 13.3418 | 23.7979 | 12.7272 | 13.7542 | 26.4443 | 10.6849 |  |  | 11.8942 | 23.9109 | 11.2937 | 11.5965 | 25.8631 |  | 372.6973 | 11.9037 | -285.9667 | 37.3228 | 14.8478 | -305.3824 | [8 empty] | 9.0783 | 14.8144 | 8.23 | 9.1428 | 15.4934 | 9.3838 | 6.5462 | 14.7967 | 8.23 | 8.9716 | 6.8153 | 8.5215 | 20.168 | 24.0662 | 19.2152 | 20.718 | 19.7221 | 8.9044
[26 empty] | 2040 | 12.3972 | 23.7998 | 11.8065 | 12.0806 | 26.035 | 11.1653 |  |  | 16.367 | 23.8889 | 15.7779 | 16.1803 | 27.0763 |  | 385.0945 | 7.4328 | -298.0491 | 33.6256 | 9.8547 | -321.2934 | [8 empty] | 12.716 | 18.5406 | 8.23 | 8.9429 | 13.9717 | 9.4901 | 2.9861 | 9.6227 | 8.23 | 8.7684 | 7.3731 | 7.4003 | 16.02 | 23.7347 | 15.7645 | 16.8959 | 25.704 | 9.1428
[26 empty] | 2041 | 16.037 | 23.8 | 15.4482 | 15.7412 | 26.4711 | 13.9756 |  |  | 9.5091 | 23.8831 | 8.9035 | 9.557 | 24.7164 |  | 401.1314 | 14.2909 | -306.484 | 40.4633 | 16.9141 | -332.0342 | [8 empty] | 6.6827 | 16.6676 | 8.23 | 9.2092 | 13.5128 | 8.6781 | 8.9149 | 9.9768 | 8.23 | 9.5715 | 7.3582 | 8.7581 | 17.572 | 23.8282 | 16.867 | 17.6593 | 27.137 | 14.6776
[26 empty] | 2042 | 10.1774 | 23.8 | 9.5888 | 10.2129 | 25.33 | 10.0444 |  |  | 4.7501 | 20.3247 | 8.0345 | 8.777 | 23.3229 |  | 411.3088 | 19.0499 | -317.22 | 42.6418 | 16.553 | -345.3127 | [8 empty] | 5.713 | 13.9516 | 8.23 | 9.3523 | 12.869 | 9.0274 | 11.8562 | 13.0051 | 8.23 | 9.6651 | 7.6702 | 8.4935 | 10.4592 | 23.7609 | 9.9219 | 10.9439 | 25.6842 | 11.0586
[26 empty] | 2043 | 4.03 | 19.3945 | 8.23 | 8.8655 | 23.9871 | 8.9358 |  |  | 10.8232 | 22.2112 | 8.23 | 9.5611 | 22.8847 |  | 415.3389 | 8.5714 | -331.2012 | 43.2773 | 14.426 | -359.2616 | [8 empty] | 13.6797 | 18.5882 | 8.23 | 10.388 | 13.3081 | 8.8974 | 12.1418 | 16.2342 | 8.23 | 9.8944 | 8.1791 | 8.4936 | 6.9726 | 22.3524 | 7.9078 | 8.8757 | 24.2574 | 8.9582
[26 empty] | 2044 | 12.3064 | 22.6867 | 8.23 | 9.4569 | 23.4673 | 8.7229 |  |  | 7.318 | 20.8559 | 8.23 | 9.0193 | 21.5242 |  | 427.6453 | 15.3687 | -343.827 | 44.5041 | 14.448 | -372.063 | [8 empty] | 11.8327 | 21.4226 | 8.23 | 9.1865 | 12.5806 | 8.9535 | 5.228 | 13.0837 | 8.23 | 9.0885 | 7.7281 | 8.7225 | 5.3298 | 19.1724 | 8.23 | 9.0452 | 22.9375 | 9.0539
[26 empty] | 2045 | 7.1633 | 21.1856 | 8.23 | 8.9104 | 21.9595 | 9.2005 |  |  | 3.532 | 16.0589 | 8.23 | 8.903 | 20.1676 |  | 434.8085 | 17.6536 | -351.6559 | 45.1845 | 13.0565 | -383.0301 | [8 empty] | 8.5534 | 21.2139 | 8.23 | 9.1653 | 11.5893 | 9.238 | 10.9061 | 15.2017 | 8.23 | 9.3771 | 7.4214 | 8.8683 | 4.6148 | 15.4045 | 8.23 | 8.9595 | 21.5512 | 9.0832
[26 empty] | 2046 | 2.1728 | 15.1228 | 8.23 | 8.7975 | 20.4638 | 9.1228 |  |  | 6.186 | 13.7909 | 8.23 | 8.6381 | 18.2536 |  | 436.9814 | 8.9368 | -357.2168 | 45.752 | 11.8257 | -392.1608 | [8 empty] | 9.7384 | 22.0894 | 8.23 | 9.2407 | 10.8058 | 9.1154 | 19.0472 | 23.7487 | 9.2937 | 11.004 | 8.5302 | 8.9844 | 6.3529 | 13.3001 | 8.23 | 9.2946 | 20.4277 | 9.1784
[26 empty] | 2047 | 7.2689 | 13.8643 | 8.23 | 8.5295 | 18.3766 | 9.5111 |  |  | 8.911 | 14.0555 | 8.23 | 8.8205 | 16.3564 |  | 444.2502 | 4.9532 | -363.0423 | 46.0515 | 9.5562 | -399.0061 | [8 empty] | 8.9802 | 22.2589 | 8.23 | 9.343 | 10.2196 | 9.0305 | 20.0439 | 24.046 | 19.1195 | 20.6223 | 18.5568 | 8.9092 | 6.0266 | 10.9339 | 8.23 | 9.632 | 19.8166 | 9
[26 empty] | 2048 | 9.3256 | 14.521 | 8.23 | 8.7127 | 16.4077 | 9.65 |  |  | 8.9532 | 14.349 | 8.23 | 9.1502 | 15.54 |  | 453.5759 | 5.5678 | -369.1613 | 46.5342 | 7.2575 | -404.8961 | [8 empty] | 6.2383 | 19.9146 | 8.23 | 9.075 | 9.5133 | 8.9166 | 15.8995 | 23.7288 | 15.6336 | 16.765 | 24.481 | 9.1428 | 12.5088 | 14.5445 | 8.23 | 10.3388 | 20.3994 | 8.4124
[26 empty] | 2049 | 9.0017 | 14.8682 | 8.23 | 9.0365 | 15.5243 | 8.9276 |  |  | 12.5689 | 17.9493 | 8.23 | 8.9418 | 14.451 |  | 462.5776 | 2.2993 | -378.8805 | 47.3407 | 6.5825 | -410.4196 | [8 empty] | 10.8058 | 21.8041 | 8.23 | 9.0402 | 8.9464 | 8.7537 | 17.4512 | 23.9059 | 16.646 | 17.4383 | 27.0593 | 13.2273 | 5.7923 | 11.9382 | 8.23 | 8.9857 | 19.0364 | 9.1931
[26 empty] | 2050 | 12.5738 | 18.4941 | 8.23 | 8.8357 | 14.3642 | 9.0344 |  |  | 6.571 | 15.9856 | 8.23 | 9.2092 | 13.9752 |  | 475.1515 | 11.923 | -386.6361 | 47.9464 | 5.1549 | -415.3604 | [8 empty] | 9.5956 | 22.5328 | 8.23 | 8.6367 | 8.0696 | 8.7018 | 10.3115 | 23.7549 | 9.8603 | 10.8824 | 26.0611 | 10.4032 | 14.3808 | 17.2534 | 8.23 | 9.8112 | 18.6539 | 9.0167
[26 empty] | 2051 | 6.7007 | 16.6478 | 8.23 | 9.1033 | 13.8463 | 8.6773 |  |  | 5.5978 | 13.1774 | 8.23 | 9.3523 | 13.3151 |  | 481.8522 | 11.05 | -391.5835 | 48.8197 | 4.494 | -419.9982 | [8 empty] | 11.2187 | 23.7324 | 9.3264 | 10.0619 | 8.6426 | 8.5868 | 6.864 | 22.2103 | 7.9479 | 8.9158 | 24.699 | 8.9582 | 9.8162 | 18.2797 | 8.23 | 8.9094 | 17.3218 | 9.1685
[26 empty] | 2052 | 4.5719 | 12.8767 | 8.23 | 9.247 | 13.1408 | 9.0277 |  |  | 13.5499 | 17.7103 | 8.23 | 10.3943 | 13.7463 |  | 486.4241 | -0.67323 | -401.0638 | 49.8367 | 2.7466 | -424.7168 | [8 empty] | 8.054 | 23.2103 | 8.0293 | 8.4576 | 7.7203 | 8.5728 | 5.2123 | 18.9256 | 8.23 | 9.0452 | 23.4038 | 9.0539 | 15.6063 | 23.744 | 9.1511 | 10.0236 | 17.3064 | 8.9232
[26 empty] | 2053 | 12.9099 | 16.8507 | 8.23 | 10.2876 | 13.6033 | 8.8966 |  |  | 11.6127 | 20.3598 | 8.23 | 9.1848 | 12.9967 |  | 499.334 | 5.238 | -413.1936 | 51.8943 | 4.4185 | -428.8169 | [8 empty] | 7.455 | 21.9656 | 8.23 | 8.6887 | 7.0176 | 8.6119 | 4.4975 | 15.0554 | 8.23 | 8.9595 | 22.0401 | 9.0832 | 11.5559 | 23.9092 | 10.7638 | 12.0747 | 19.088 | 9.0369
[26 empty] | 2054 | 13.9533 | 21.7082 | 8.23 | 9.0805 | 12.8158 | 8.9525 |  |  | 8.4136 | 20.0439 | 8.23 | 9.1653 | 11.9914 |  | 513.2873 | 13.2947 | -425.0074 | 52.7448 | 3.6505 | -431.8558 | [8 empty] | 14.5578 | 23.7428 | 12.0373 | 13.0178 | 10.5411 | 8.3824 | 6.1774 | 12.7967 | 8.23 | 9.2946 | 20.9378 | 9.1784 | 10.468 | 23.7427 | 10.0409 | 10.793 | 19.5263 | 9.1355
[26 empty] | 2055 | 8.399 | 21.3627 | 8.23 | 9.0591 | 11.8357 | 9.15 |  |  | 9.6085 | 20.8227 | 8.23 | 9.2407 | 11.1941 |  | 521.6863 | 11.7542 | -437.6001 | 53.5739 | 2.595 | -433.8999 | [8 empty] | 6.3858 | 22.0814 | 7.6018 | 8.1434 | 9.4188 | 8.4207 | 5.9409 | 10.3624 | 8.23 | 9.632 | 20.3465 | 9 | 6.7243 | 22.5573 | 7.4148 | 8.0062 | 17.3008 | 9.2045
[26 empty] | 2056 | 10.186 | 22.6667 | 8.23 | 9.1349 | 10.9892 | 9.1141 |  |  | 8.8643 | 20.91 | 8.23 | 9.3454 | 10.5958 |  | 531.8723 | 13.8024 | -450.2802 | 54.4788 | 1.6438 | -435.3816 | [8 empty] | 4.3361 | 18.0008 | 8.23 | 8.86 | 8.8515 | 8.5771 | 12.3653 | 13.8528 | 8.23 | 10.3388 | 20.949 | 8.4124 | 5.6074 | 19.6298 | 8.23 | 8.9099 | 16.4823 | 8.6687
[26 empty] | 2057 | 8.6441 | 22.5278 | 8.23 | 9.2377 | 10.3525 | 9.0283 |  |  | 6.1071 | 18.4715 | 8.23 | 9.0746 | 9.8746 |  | 540.5163 | 16.4207 | -460.5217 | 55.4865 | 1.278 | -436.2279 | [8 empty] | 4.5864 | 14.2252 | 8.23 | 9.1424 | 8.8755 | 8.2404 | 5.7188 | 11.193 | 8.23 | 8.9857 | 19.5863 | 9.1931 | 3.2079 | 14.565 | 8.23 | 8.6909 | 15.3923 | 8.7692
[26 empty] | 2058 | 6.0032 | 19.9621 | 8.23 | 8.9685 | 9.5827 | 8.9133 |  |  | 10.6876 | 20.2808 | 8.23 | 9.0402 | 9.2936 |  | 546.5195 | 9.2745 | -472.5724 | 56.225 | 0.54248 | -436.6082 | [8 empty] | 5.7189 | 11.5569 | 8.23 | 8.7281 | 8.2285 | 8.549 | 14.2745 | 16.4257 | 8.23 | 9.8112 | 19.1854 | 9.0167 | 5.4768 | 11.6752 | 8.23 | 8.8615 | 14.5294 | 8.7216
[26 empty] | 2059 | 10.5263 | 21.6073 | 8.23 | 8.9335 | 8.9639 | 8.7491 |  |  | 9.5101 | 20.9598 | 8.23 | 8.6367 | 8.4044 |  | 557.0458 | 12.0972 | -485.3022 | 56.9285 | 0.32715 | -436.2635 | [8 empty] | 14.8327 | 17.3005 | 8.23 | 9.2485 | 7.8191 | 8.8317 | 9.7397 | 17.3979 | 8.23 | 8.9094 | 17.8353 | 9.1685 | 4.7204 | 8.1559 | 8.23 | 9.0631 | 13.9269 | 8.6697
[26 empty] | 2060 | 10.4769 | 23.1735 | 8.23 | 8.5281 | 8.0214 | 8.6965 |  |  | 11.1363 | 23.1115 | 8.2398 | 8.9747 | 7.9576 |  | 567.5227 | 12.0372 | -500.1837 | 57.2167 | -0.95329 | -435.5246 | [8 empty] | 10.5579 | 18.9922 | 8.23 | 9.2398 | 7.8745 | 8.3305 | 15.5211 | 23.5182 | 8.3724 | 9.2448 | 17.0778 | 8.9251 | 10.9135 | 10.3819 | 8.23 | 8.918 | 13.1837 | 8.6856
|  | 5 | 6 | 7 | 8 | 9 | 10 | 11 | 12 | 13 | 14 | 15 | 16 | 17 | 18 | 19 | 20 | 21 | 22 | 23 | 24 | 25 | 26 | 27 | 28 | 29 | 30 | 31 | 32 | 33 | 34 | 35 | 36 | 37 | 38 | 39 | 40 | 41 | 42 | 43 | 44 | 45 | 46 | 47 | 48 | 49 | 50 | 51 | 52 | 53 | 54 | 55 | 56 | 57
Simulation Start Year |  | 5: Powell In
1906 |  | 14.0749 | 16.1914 | 7.0206 | 17.2318 | 9.9524 | 10.801 | 13.6009 | 9.6452 | 16.4444 | 8.8441 | 15.0884 | 18.0016 | 11.026 | 8.2086 | 16.856 | 17.5006 | 13.4123 | 13.9744 | 9.2111 | 9.1948 | 10.1671 | 14.2535 | 11.9874 | 16.4739 | 9.632 | 4.8391 | 10.9614 | 7.4121 | 3.6227 | 6.3005 | 9.1029 | 9.0783 | 12.716 | 6.6827 | 5.713 | 13.6797 | 11.8327 | 8.5534 | 9.7384 | 8.9802 | 6.2383 | 10.8058 | 9.5956 | 11.2187 | 8.054 | 7.455 | 14.5578 | 6.3858 | 4.3361 | 4.5864 | 5.7189 | 14.8327 | 10.5579
1907 |  | 16.2569 | 7.1383 | 17.2527 | 9.9475 | 10.8293 | 13.615 | 9.6577 | 16.4426 | 8.868 | 15.1028 | 18.0138 | 11.0499 | 8.2332 | 16.8715 | 17.5146 | 13.4114 | 14.0004 | 9.2248 | 9.2104 | 10.1706 | 14.2828 | 12.0301 | 16.486 | 9.626 | 4.8576 | 10.9757 | 7.4216 | 3.6226 | 6.3169 | 9.1173 | 9.0883 | 12.7232 | 6.7023 | 5.7252 | 13.6958 | 11.8405 | 8.5793 | 9.755 | 8.9952 | 6.2437 | 10.8312 | 9.6372 | 11.2283 | 8.0504 | 7.4766 | 14.5674 | 6.392 | 4.3348 | 4.5998 | 5.735 | 14.8431 | 10.556 | 5.1464
1908 |  | 7.215 | 17.3699 | 9.9595 | 10.8254 | 13.6388 | 9.6701 | 16.455 | 8.8664 | 15.1297 | 18.0259 | 11.0599 | 8.2547 | 16.9064 | 17.5286 | 13.4253 | 14.0024 | 9.254 | 9.2273 | 10.1851 | 14.2857 | 12.0606 | 16.5304 | 9.6364 | 4.8561 | 11.0044 | 7.4316 | 3.6299 | 6.3188 | 9.1402 | 9.0984 | 12.7335 | 6.7104 | 5.7437 | 13.7114 | 11.8615 | 8.5836 | 9.7807 | 9.0103 | 6.2585 | 10.8361 | 9.6657 | 11.2687 | 8.0587 | 7.4739 | 14.5905 | 6.3982 | 4.3424 | 4.6009 | 5.7588 | 14.853 | 10.5617 | 5.1508 | 6.1283
1909 |  | 17.5574 | 10.0781 | 10.8376 | 13.6451 | 9.6937 | 16.4675 | 8.8782 | 15.1275 | 18.0506 | 11.0698 | 8.2675 | 16.9242 | 17.5589 | 13.4393 | 14.0164 | 9.2496 | 9.2543 | 10.1996 | 14.3023 | 12.0591 | 16.558 | 9.6794 | 4.8646 | 10.9979 | 7.4484 | 3.6376 | 6.3289 | 9.1434 | 9.1219 | 12.7439 | 6.7199 | 5.7499 | 13.7368 | 11.8829 | 8.5987 | 9.7836 | 9.0379 | 6.2733 | 10.8516 | 9.6665 | 11.295 | 8.0978 | 7.4834 | 14.5863 | 6.4163 | 4.3506 | 4.6085 | 5.768 | 14.8721 | 10.5674 | 5.1585 | 6.1328 | 5.1762
1910 |  | 10.1403 | 10.957 | 13.671 | 9.6951 | 16.4936 | 8.8899 | 15.1408 | 18.0502 | 11.0921 | 8.2806 | 16.9366 | 17.5814 | 13.4683 | 14.0304 | 9.2619 | 9.2551 | 10.2239 | 14.3199 | 12.0736 | 16.5617 | 9.7102 | 4.8915 | 11.0172 | 7.4504 | 3.6518 | 6.3395 | 9.1579 | 9.1183 | 12.7656 | 6.7291 | 5.7584 | 13.741 | 11.9135 | 8.6138 | 9.7987 | 9.0405 | 6.2973 | 10.8675 | 9.6817 | 11.2987 | 8.1251 | 7.5164 | 14.5951 | 6.4105 | 4.3665 | 4.6162 | 5.7852 | 14.8711 | 10.5891 | 5.1675 | 6.1406 | 5.1798 | 10.9167
1911 |  | 11.0383 | 13.9149 | 9.7075 | 16.4924 | 8.9145 | 15.1553 | 18.0628 | 11.0897 | 8.3034 | 16.9497 | 17.5935 | 13.4924 | 14.0564 | 9.2743 | 9.2696 | 10.2262 | 14.348 | 12.0881 | 16.5776 | 9.7084 | 4.9145 | 11.0628 | 7.4598 | 3.6517 | 6.356 | 9.1723 | 9.1283 | 12.7646 | 6.7465 | 5.7676 | 13.7519 | 11.9226 | 8.6397 | 9.8152 | 9.0555 | 6.3027 | 10.8929 | 9.6974 | 11.3138 | 8.1271 | 7.5436 | 14.6339 | 6.4166 | 4.3652 | 4.6297 | 5.8013 | 14.8815 | 10.5788 | 5.1827 | 6.149 | 5.1874 | 10.9194 | 4.6896
1912 |  | 13.9862 | 9.8355 | 16.5049 | 8.9133 | 15.1826 | 18.0754 | 11.0992 | 8.3065 | 16.9828 | 17.6055 | 13.5044 | 14.083 | 9.3035 | 9.2854 | 10.2395 | 14.3496 | 12.1172 | 16.5942 | 9.7229 | 4.9175 | 11.095 | 7.4968 | 3.6612 | 6.3589 | 9.1968 | 9.1384 | 12.775 | 6.7476 | 5.7839 | 13.7631 | 11.9369 | 8.6479 | 9.8418 | 9.0706 | 6.3175 | 10.8979 | 9.7259 | 11.329 | 8.1422 | 7.5464 | 14.6624 | 6.4539 | 4.3726 | 4.6307 | 5.825 | 14.8914 | 10.5845 | 5.1818 | 6.1643 | 5.195 | 10.9386 | 4.6907 | 5.2127
1913 |  | 9.8987 | 16.6325 | 8.925 | 15.1807 | 18.1005 | 11.1088 | 8.3205 | 16.9738 | 17.6338 | 13.5164 | 14.0949 | 9.3241 | 9.313 | 10.2528 | 14.365 | 12.1143 | 16.6207 | 9.7374 | 4.9306 | 11.0919 | 7.518 | 3.6829 | 6.3719 | 9.2039 | 9.1619 | 12.7853 | 6.7571 | 5.784 | 13.7855 | 11.9526 | 8.6583 | 9.8503 | 9.0982 | 6.3323 | 10.9134 | 9.7267 | 11.3554 | 8.1582 | 7.5615 | 14.6637 | 6.4777 | 4.401 | 4.6382 | 5.8343 | 14.9106 | 10.5901 | 5.1896 | 6.1632 | 5.2112 | 10.9574 | 4.6964 | 5.2178 | 13.3978
1914 |  | 16.6986 | 9.0429 | 15.2009 | 18.1005 | 11.1309 | 8.335 | 16.9867 | 17.6296 | 13.5434 | 14.1068 | 9.3335 | 9.341 | 10.277 | 14.3803 | 12.1274 | 16.6234 | 9.7668 | 4.9439 | 11.108 | 7.5246 | 3.7015 | 6.4079 | 9.2248 | 9.1583 | 12.807 | 6.7676 | 5.7925 | 13.7824 | 11.9786 | 8.6687 | 9.8638 | 9.1046 | 6.3563 | 10.9293 | 9.7419 | 11.359 | 8.1855 | 7.5768 | 14.6791 | 6.4776 | 4.4205 | 4.6715 | 5.8517 | 14.91 | 10.6119 | 5.1985 | 6.171 | 5.2106 | 10.9981 | 4.703 | 5.2256 | 13.409 | 6.2651
1915 |  | 9.1278 | 15.311 | 18.113 | 11.1282 | 8.3593 | 17.0003 | 17.642 | 13.5405 | 14.1308 | 9.3429 | 9.3548 | 10.3051 | 14.4072 | 12.1405 | 16.6383 | 9.7636 | 4.9658 | 11.126 | 7.5387 | 3.7058 | 6.4288 | 9.2704 | 9.1683 | 12.806 | 6.7876 | 5.8016 | 13.7933 | 11.9794 | 8.6899 | 9.8788 | 9.115 | 6.3664 | 10.9544 | 9.7576 | 11.3742 | 8.1875 | 7.604 | 14.6943 | 6.4895 | 4.4229 | 4.6902 | 5.891 | 14.9211 | 10.6015 | 5.2137 | 6.1794 | 5.2191 | 10.9916 | 4.7174 | 5.2343 | 13.4252 | 6.2648 | 5.9881
1916 |  | 15.5029 | 18.2408 | 11.138 | 8.363 | 17.0338 | 17.6545 | 13.553 | 14.1307 | 9.3691 | 9.3697 | 10.3164 | 14.434 | 12.1696 | 16.6537 | 9.7767 | 4.9676 | 11.1573 | 7.5534 | 3.7174 | 6.4349 | 9.2964 | 9.2026 | 12.8164 | 6.7897 | 5.8179 | 13.8045 | 11.9937 | 8.6895 | 9.9029 | 9.1253 | 6.3773 | 10.9626 | 9.7862 | 11.3894 | 8.2025 | 7.6068 | 14.7227 | 6.5014 | 4.4341 | 4.6962 | 5.9197 | 14.9626 | 10.6072 | 5.2123 | 6.1946 | 5.2279 | 11.0098 | 4.7133 | 5.2497 | 13.4388 | 6.2705 | 5.997 | 7.9165
1917 |  | 18.3057 | 11.2556 | 8.3836 | 17.0252 | 17.6833 | 13.5655 | 14.1431 | 9.362 | 9.3958 | 10.3277 | 14.4475 | 12.1916 | 16.6805 | 9.7898 | 4.9796 | 11.1534 | 7.5736 | 3.7295 | 6.4494 | 9.3026 | 9.2302 | 12.8587 | 6.8017 | 5.818 | 13.8269 | 12.0094 | 8.6998 | 9.9042 | 9.1482 | 6.3882 | 10.9729 | 9.791 | 11.4158 | 8.2186 | 7.6219 | 14.7241 | 6.5252 | 4.4459 | 4.7101 | 5.9329 | 14.988 | 10.6445 | 5.2195 | 6.194 | 5.2443 | 11.0279 | 4.719 | 5.255 | 13.4601 | 6.2761 | 6.0102 | 7.9232 | 9.4787
1918 |  | 11.2691 | 8.5423 | 17.0385 | 17.6795 | 13.5931 | 14.1554 | 9.3714 | 9.3966 | 10.3502 | 14.4617 | 12.2015 | 16.7095 | 9.8193 | 4.9916 | 11.1684 | 7.579 | 3.7474 | 6.4646 | 9.3202 | 9.2308 | 12.8845 | 6.8363 | 5.8291 | 13.8257 | 12.0368 | 8.7102 | 9.9177 | 9.146 | 6.4084 | 10.9837 | 9.8021 | 11.4228 | 8.2457 | 7.6372 | 14.7395 | 6.5251 | 4.4654 | 4.7242 | 5.9539 | 14.9932 | 10.6719 | 5.2509 | 6.2031 | 5.2432 | 11.068 | 4.7256 | 5.2682 | 13.4573 | 6.2938 | 6.0246 | 7.933 | 9.484 | 10.1099
1919 |  | 8.659 | 17.1405 | 17.6919 | 13.5905 | 14.1798 | 9.3808 | 9.4117 | 10.3507 | 14.4875 | 12.2114 | 16.7238 | 9.8402 | 5.0139 | 11.1865 | 7.5916 | 3.751 | 6.4846 | 9.3376 | 9.245 | 12.8877 | 6.8602 | 5.8546 | 13.8405 | 12.0402 | 8.7314 | 9.9328 | 9.1564 | 6.41 | 11.004 | 9.8136 | 11.4333 | 8.2527 | 7.6644 | 14.7548 | 6.537 | 4.4678 | 4.744 | 5.9738 | 15.0099 | 10.6673 | 5.2713 | 6.2401 | 5.2514 | 11.061 | 4.7401 | 5.2828 | 13.4678 | 6.2874 | 6.0456 | 7.9431 | 9.4938 | 10.1126 | 9.8638
1920 |  | 17.6537 | 17.8195 | 13.6031 | 14.1802 | 9.4069 | 9.428 | 10.3628 | 14.4866 | 12.2372 | 16.7386 | 9.8495 | 5.0325 | 11.2199 | 7.604 | 3.7622 | 6.49 | 9.3622 | 9.2594 | 12.9022 | 6.8667 | 5.8759 | 13.8749 | 12.0592 | 8.731 | 9.9569 | 9.1667 | 6.4209 | 11.0038 | 9.838 | 11.4437 | 8.265 | 7.6711 | 14.7834 | 6.5489 | 4.479 | 4.7511 | 6.0017 | 15.026 | 10.6787 | 5.2758 | 6.2622 | 5.2873 | 11.0789 | 4.7359 | 5.3024 | 13.4771 | 6.2931 | 6.0499 | 7.9632 | 9.5036 | 10.1182 | 9.8709 | 7.6837
1921 |  | 17.8881 | 13.7302 | 14.1925 | 9.3995 | 9.4555 | 10.3749 | 14.5 | 12.2314 | 16.7643 | 9.8585 | 5.0421 | 11.2438 | 7.6237 | 3.7735 | 6.5036 | 9.367 | 9.2859 | 12.9168 | 6.8833 | 5.8809 | 13.9019 | 12.1051 | 8.7413 | 9.9579 | 9.1896 | 6.4319 | 11.0142 | 9.8346 | 11.4654 | 8.2782 | 7.6813 | 14.7893 | 6.5727 | 4.4908 | 4.765 | 6.0147 | 15.0515 | 10.6901 | 5.2889 | 6.2675 | 5.3086 | 11.1282 | 4.7411 | 5.3077 | 13.4984 | 6.2988 | 6.0631 | 7.9613 | 9.5251 | 10.1239 | 9.8842 | 7.6833 | 12.2791
1922 |  | 13.7977 | 14.3202 | 9.4089 | 9.4568 | 10.3982 | 14.5144 | 12.2412 | 16.7669 | 9.8839 | 5.0521 | 11.2588 | 7.6526 | 3.7924 | 6.5192 | 9.383 | 9.2853 | 12.9416 | 6.8985 | 5.8944 | 13.9035 | 12.1334 | 8.7843 | 9.9707 | 9.1874 | 6.452 | 11.025 | 9.8457 | 11.4643 | 8.3027 | 7.6917 | 14.8023 | 6.5771 | 4.51 | 4.7789 | 6.0356 | 15.0567 | 10.7175 | 5.3031 | 6.2821 | 5.3124 | 11.1742 | 4.7681 | 5.3209 | 13.4959 | 6.3164 | 6.0775 | 7.9711 | 9.5223 | 10.1408 | 9.8985 | 7.6925 | 12.2808 | 8.3113
1923 |  | 14.3847 | 9.5197 | 9.4805 | 10.3992 | 14.5406 | 12.2511 | 16.782 | 9.8771 | 5.0721 | 11.2756 | 7.6613 | 3.8077 | 6.5424 | 9.3983 | 9.2984 | 12.9436 | 6.9211 | 5.9086 | 13.9192 | 12.1364 | 8.8095 | 10.0165 | 9.1978 | 6.4538 | 11.0453 | 9.8577 | 11.4747 | 8.3019 | 7.7141 | 14.815 | 6.5859 | 4.5139 | 4.7978 | 6.0546 | 15.0733 | 10.7129 | 5.3236 | 6.2971 | 5.3254 | 11.173 | 4.7866 | 5.362 | 13.5064 | 6.3101 | 6.0985 | 7.9812 | 9.5322 | 10.1352 | 9.9261 | 7.7021 | 12.2922 | 8.3135 | 10.6445
1924 |  | 9.5834 | 9.6048 | 10.4113 | 14.5423 | 12.2772 | 16.7973 | 9.8863 | 5.0716 | 11.3073 | 7.6698 | 3.8167 | 6.5767 | 9.4215 | 9.3115 | 12.9571 | 6.9263 | 5.9287 | 13.9353 | 12.153 | 8.8133 | 10.0438 | 9.2405 | 6.4647 | 11.0451 | 9.8823 | 11.4851 | 8.3141 | 7.7121 | 14.8411 | 6.5946 | 4.5227 | 4.8084 | 6.0796 | 15.0892 | 10.7243 | 5.3281 | 6.3191 | 5.3385 | 11.1964 | 4.7865 | 5.3868 | 13.5467 | 6.3158 | 6.1028 | 8.0013 | 9.5419 | 10.1409 | 9.9241 | 7.7249 | 12.3025 | 8.3228 | 10.6492 | 6.2733
1925 |  | 9.7967 | 10.6197 | 14.596 | 12.2714 | 16.824 | 9.8955 | 5.0816 | 11.3048 | 7.6856 | 3.8254 | 6.5917 | 9.4496 | 9.3393 | 12.9705 | 6.9404 | 5.9326 | 13.9615 | 12.1709 | 8.8278 | 10.0482 | 9.2675 | 6.5062 | 11.0558 | 9.879 | 11.5068 | 8.3274 | 7.7223 | 14.8401 | 6.6154 | 4.5321 | 4.818 | 6.0929 | 15.114 | 10.7357 | 5.3411 | 6.3245 | 5.3599 | 11.2203 | 4.7962 | 5.3972 | 13.5741 | 6.3455 | 6.116 | 7.9995 | 9.5635 | 10.1465 | 9.9375 | 7.7203 | 12.3258 | 8.3322 | 10.6588 | 6.2723 | 2.8639
1926 |  | 10.6786 | 14.73 | 12.2816 | 16.8265 | 9.9209 | 5.0919 | 11.3218 | 7.6873 | 3.8406 | 6.6072 | 9.461 | 9.3569 | 12.9963 | 6.9532 | 5.9449 | 13.9622 | 12.1979 | 8.8424 | 10.0648 | 9.2695 | 6.53 | 11.099 | 9.8902 | 11.5057 | 8.3518 | 7.7327 | 14.8531 | 6.6122 | 4.5493 | 4.8278 | 6.1065 | 15.1225 | 10.7631 | 5.3554 | 6.339 | 5.3636 | 11.2663 | 4.8067 | 5.4157 | 13.5775 | 6.3672 | 6.1525 | 8.0087 | 9.5606 | 10.1635 | 9.9518 | 7.7297 | 12.3192 | 8.3545 | 10.6692 | 6.2818 | 2.8632 | 8.584
1927 |  | 14.8991 | 12.4007 | 16.8477 | 9.9138 | 5.1125 | 11.3406 | 7.6959 | 3.8417 | 6.629 | 9.4723 | 9.3683 | 13.0253 | 6.9746 | 5.9578 | 13.9769 | 12.1996 | 8.8663 | 10.0831 | 9.284 | 6.5352 | 11.1238 | 9.9324 | 11.5161 | 8.351 | 7.755 | 14.8658 | 6.6209 | 4.5492 | 4.8434 | 6.1191 | 15.1336 | 10.7631 | 5.3754 | 6.3537 | 5.3765 | 11.265 | 4.8252 | 5.4354 | 13.5941 | 6.3649 | 6.1787 | 8.0481 | 9.5705 | 10.1579 | 9.9793 | 7.7393 | 12.3306 | 8.3509 | 10.6913 | 6.2912 | 2.8674 | 8.5917 | 11.6797
1928 |  | 12.4181 | 17.0262 | 9.923 | 5.1119 | 11.3739 | 7.7045 | 3.8508 | 6.6369 | 9.4922 | 9.3796 | 13.0378 | 7.0002 | 5.9787 | 13.993 | 12.2148 | 8.8687 | 10.1093 | 9.2986 | 6.5492 | 11.1282 | 9.9615 | 11.5583 | 8.363 | 7.753 | 14.8919 | 6.6297 | 4.5581 | 4.8462 | 6.1395 | 15.1443 | 10.7716 | 5.3851 | 6.3746 | 5.3892 | 11.2879 | 4.8251 | 5.4602 | 13.6095 | 6.3746 | 6.1882 | 8.0743 | 9.61 | 10.1636 | 9.9774 | 7.7623 | 12.3409 | 8.3602 | 10.6876 | 6.3164 | 2.8723 | 8.6055 | 11.6826 | 11.8681
1929 |  | 17.1881 | 10.0362 | 5.1286 | 11.3753 | 7.7203 | 3.8597 | 6.6537 | 9.4926 | 9.4044 | 13.0503 | 7.0118 | 5.9987 | 14.0214 | 12.2311 | 8.8819 | 10.1126 | 9.3244 | 6.5634 | 11.1431 | 9.9626 | 11.5841 | 8.4086 | 7.7632 | 14.8907 | 6.6505 | 4.5677 | 4.8559 | 6.1451 | 15.1642 | 10.7801 | 5.3955 | 6.3838 | 5.4092 | 11.31 | 4.8348 | 5.4706 | 13.6369 | 6.3844 | 6.2067 | 8.0785 | 9.6371 | 10.2005 | 9.9906 | 7.7577 | 12.363 | 8.3695 | 10.6972 | 6.31 | 2.8842 | 8.6205 | 11.6884 | 11.8679 | 5.0798
1930 |  | 10.0535 | 5.2471 | 11.4262 | 7.7217 | 3.8752 | 6.6711 | 9.504 | 9.4031 | 13.0741 | 7.0214 | 6.0088 | 14.0491 | 12.2562 | 8.8951 | 10.1281 | 9.325 | 6.585 | 11.1585 | 9.9782 | 11.5872 | 8.4365 | 7.8065 | 14.9032 | 6.6472 | 4.585 | 4.8657 | 6.1588 | 15.1639 | 10.8046 | 5.4073 | 6.3941 | 5.4162 | 11.3518 | 4.8454 | 5.4891 | 13.6403 | 6.4061 | 6.2262 | 8.0944 | 9.6397 | 10.2236 | 10.0343 | 7.7672 | 12.3552 | 8.3919 | 10.7076 | 6.3194 | 2.8803 | 8.6432 | 11.6936 | 11.8809 | 5.081 | 10.6505
1931 |  | 5.301 | 11.6064 | 7.7303 | 3.8794 | 6.6941 | 9.5153 | 9.4154 | 13.076 | 7.0396 | 6.0195 | 14.0641 | 12.2814 | 8.9204 | 10.1444 | 9.3382 | 6.5889 | 11.182 | 9.994 | 11.6018 | 8.4391 | 7.833 | 14.9469 | 6.656 | 4.5851 | 4.8814 | 6.1713 | 15.1751 | 10.7971 | 5.4254 | 6.4049 | 5.4256 | 11.3497 | 4.8638 | 5.5088 | 13.6569 | 6.4038 | 6.2525 | 8.1106 | 9.6551 | 10.2265 | 10.0645 | 7.7919 | 12.3658 | 8.3882 | 10.7297 | 6.3288 | 2.8846 | 8.647 | 11.7107 | 11.8949 | 5.0865 | 10.6629 | 18.8757
1932 |  | 12.7894 | 7.8417 | 3.9288 | 6.7062 | 9.5352 | 9.4278 | 13.0897 | 7.0405 | 6.0372 | 14.0792 | 12.2927 | 8.9484 | 10.1712 | 9.3515 | 6.6016 | 11.185 | 10.0215 | 11.6167 | 8.4549 | 7.8351 | 14.9762 | 6.6927 | 4.5969 | 4.8854 | 6.1926 | 15.1857 | 10.8056 | 5.4275 | 6.4228 | 5.435 | 11.3638 | 4.8666 | 5.5323 | 13.6721 | 6.4135 | 6.262 | 8.1368 | 9.6704 | 10.2416 | 10.0643 | 7.8201 | 12.4041 | 8.3976 | 10.726 | 6.3541 | 2.8895 | 8.6608 | 11.7051 | 11.9278 | 5.0925 | 10.6762 | 18.8771 | 19.8886
1933 |  | 7.8425 | 4.0281 | 6.7667 | 9.5333 | 9.4538 | 13.1034 | 7.0512 | 6.0391 | 14.1059 | 12.3052 | 8.9592 | 10.1999 | 9.3779 | 6.6145 | 11.1986 | 10.0216 | 11.6415 | 8.4717 | 7.8495 | 14.9783 | 6.7184 | 4.6216 | 4.8982 | 6.2008 | 15.2056 | 10.8141 | 5.4381 | 6.424 | 5.4527 | 11.3783 | 4.8751 | 5.5448 | 13.6989 | 6.4232 | 6.2805 | 8.141 | 9.6974 | 10.2566 | 10.0794 | 7.8207 | 12.4332 | 8.4302 | 10.7347 | 6.3477 | 2.9014 | 8.6757 | 11.7109 | 11.9204 | 5.1062 | 10.6912 | 18.8869 | 19.8883 | 15.741
1934 |  | 4.1509 | 6.998 | 9.5121 | 9.4524 | 13.1285 | 7.0604 | 6.0492 | 14.1083 | 12.3278 | 8.9702 | 10.2147 | 9.4029 | 6.637 | 11.2129 | 10.0369 | 11.6437 | 8.4982 | 7.864 | 14.9947 | 6.7202 | 4.6434 | 4.9261 | 6.2202 | 15.2057 | 10.8387 | 5.45 | 6.4343 | 5.4527 | 11.415 | 4.8844 | 5.5565 | 13.7059 | 6.445 | 6.3 | 8.1569 | 9.7001 | 10.2838 | 10.0947 | 7.8353 | 12.4324 | 8.4579 | 10.7763 | 6.3565 | 2.8974 | 8.6985 | 11.716 | 11.9337 | 5.1032 | 10.7122 | 18.8978 | 19.8979 | 15.7405 | 17.3333
1935 |  | 8.3255 | 9.9185 | 9.47 | 13.1308 | 7.0806 | 6.0599 | 14.1251 | 12.3255 | 8.9918 | 10.2311 | 9.4123 | 6.666 | 11.2368 | 10.0532 | 11.6576 | 8.4996 | 7.8892 | 15.011 | 6.7339 | 4.6478 | 4.9456 | 6.261 | 15.2174 | 10.8312 | 5.4681 | 6.4452 | 5.4621 | 11.4045 | 4.9017 | 5.5694 | 13.7187 | 6.4453 | 6.3246 | 8.173 | 9.7154 | 10.2867 | 10.1249 | 7.8501 | 12.4496 | 8.4595 | 10.8042 | 6.3943 | 2.9013 | 8.7022 | 11.7333 | 11.9478 | 5.1088 | 10.7161 | 18.9223 | 19.9075 | 15.7501 | 17.3256 | 10.2295
1936 |  | 10.0325 | 9.6405 | 13.2869 | 7.0892 | 6.0778 | 14.1422 | 12.3368 | 8.9924 | 10.2566 | 9.4215 | 6.676 | 11.2641 | 10.0841 | 11.6717 | 8.514 | 7.8901 | 15.0394 | 6.7476 | 4.6611 | 4.9524 | 6.2842 | 15.2613 | 10.8397 | 5.47 | 6.463 | 5.4716 | 11.4186 | 4.9003 | 5.5876 | 13.7303 | 6.4535 | 6.3363 | 8.1986 | 9.7307 | 10.3018 | 10.1247 | 7.8783 | 12.4658 | 8.4742 | 10.8062 | 6.4248 | 2.9197 | 8.7155 | 11.7281 | 11.9808 | 5.1149 | 10.7294 | 18.9155 | 19.935 | 15.7596 | 17.3352 | 10.2257 | 6.82
1937 |  | 9.7095 | 13.4213 | 7.0978 | 6.0794 | 14.1704 | 12.3495 | 9.0033 | 10.2599 | 9.4433 | 6.686 | 11.2743 | 10.1091 | 11.6984 | 8.5294 | 7.9031 | 15.0406 | 6.772 | 4.6751 | 4.9662 | 6.2925 | 15.2861 | 10.8752 | 5.482 | 6.4649 | 5.4895 | 11.4335 | 4.9088 | 5.5913 | 13.7539 | 6.4617 | 6.3483 | 8.2072 | 9.7578 | 10.3168 | 10.1398 | 7.8789 | 12.4949 | 8.4888 | 10.8216 | 6.4236 | 2.9334 | 8.7599 | 11.7347 | 11.9735 | 5.1287 | 10.7444 | 18.9253 | 19.9267 | 15.7871 | 17.3448 | 10.2352 | 6.8185 | 5.1442
1938 |  | 13.4966 | 7.2024 | 6.0926 | 14.1769 | 12.3727 | 9.0143 | 10.2758 | 9.4404 | 6.7049 | 11.2849 | 10.1227 | 11.7281 | 8.5577 | 7.9164 | 15.056 | 6.7724 | 4.6957 | 4.9801 | 6.3089 | 15.2909 | 10.9068 | 5.519 | 6.478 | 5.4904 | 11.4713 | 4.9181 | 5.603 | 13.7535 | 6.4819 | 6.3614 | 8.2199 | 9.764 | 10.344 | 10.1551 | 7.8935 | 12.4941 | 8.5165 | 10.8378 | 6.4382 | 2.9313 | 8.7881 | 11.7721 | 11.9866 | 5.1257 | 10.7654 | 18.9362 | 19.9362 | 15.7787 | 17.3801 | 10.2448 | 6.8242 | 5.1465 | 4.4389
1939 |  | 7.2467 | 6.1988 | 14.2102 | 12.3646 | 9.0359 | 10.2932 | 9.4497 | 6.7067 | 11.3057 | 10.1359 | 11.7414 | 8.5832 | 7.9426 | 15.0736 | 6.7848 | 4.6988 | 4.9986 | 6.3242 | 15.3074 | 10.9039 | 5.5411 | 6.5156 | 5.5023 | 11.4641 | 4.9354 | 5.616 | 13.7663 | 6.4781 | 6.3813 | 8.2329 | 9.7757 | 10.3504 | 10.1853 | 7.9083 | 12.5112 | 8.5182 | 10.8657 | 6.4528 | 2.9378 | 8.7973 | 11.7956 | 12.0313 | 5.1308 | 10.7693 | 18.9608 | 19.9458 | 15.7882 | 17.364 | 10.2765 | 6.8299 | 5.1543 | 4.4443 | 6.0907
1940 |  | 6.5024 | 14.5057 | 12.4016 | 9.036 | 10.3198 | 9.4589 | 6.7173 | 11.3065 | 10.1628 | 11.7548 | 8.5948 | 7.9663 | 15.106 | 6.7972 | 4.711 | 5.0042 | 6.346 | 15.3234 | 10.9183 | 5.5464 | 6.5373 | 5.5343 | 11.4844 | 4.9341 | 5.6343 | 13.7779 | 6.4864 | 6.3843 | 8.2559 | 9.7874 | 10.3607 | 10.1896 | 7.9365 | 12.5284 | 8.5328 | 10.8678 | 6.4832 | 2.945 | 8.8165 | 11.7965 | 12.0696 | 5.167 | 10.7828 | 18.954 | 19.9734 | 15.7977 | 17.3736 | 10.2638 | 6.8484 | 5.1633 | 4.4534 | 6.0988 | 5.9189
1941 |  | 15.4986 | 12.5976 | 9.0496 | 10.3312 | 9.4806 | 6.7279 | 11.3176 | 10.1629 | 11.7795 | 8.606 | 7.9757 | 15.1361 | 6.8215 | 4.7237 | 5.0167 | 6.3531 | 15.3476 | 10.9326 | 5.5605 | 6.5424 | 5.5564 | 11.5297 | 4.9424 | 5.6381 | 13.8015 | 6.4946 | 6.3963 | 8.2568 | 9.8108 | 10.3711 | 10.1999 | 7.9414 | 12.5593 | 8.5475 | 10.8832 | 6.482 | 2.9591 | 8.8374 | 11.8085 | 12.0675 | 5.1856 | 10.8297 | 18.9625 | 19.965 | 15.8252 | 17.3832 | 10.2733 | 6.8413 | 5.1811 | 4.4626 | 6.1149 | 5.9181 | 12.3038
1942 |  | 12.6507 | 9.164 | 10.3684 | 9.4774 | 6.7473 | 11.3292 | 10.1769 | 11.7825 | 8.6301 | 7.985 | 15.1537 | 6.8461 | 4.745 | 5.0295 | 6.3681 | 15.3529 | 10.9628 | 5.5751 | 6.5564 | 5.5609 | 11.5692 | 4.9666 | 5.6558 | 13.8013 | 6.5148 | 6.4094 | 8.2695 | 9.8098 | 10.3935 | 10.2105 | 7.9515 | 12.565 | 8.5752 | 10.8994 | 6.4967 | 2.9574 | 8.8654 | 11.8202 | 12.0861 | 5.1872 | 10.8565 | 19.0032 | 19.9746 | 15.8168 | 17.4184 | 10.2828 | 6.847 | 5.1778 | 4.4781 | 6.1312 | 5.9238 | 12.3113 | 5.7091
1943 |  | 9.234 | 10.5569 | 9.4867 | 6.7488 | 11.3503 | 10.191 | 11.7974 | 8.6287 | 8.0063 | 15.1709 | 6.855 | 4.761 | 5.0481 | 6.3816 | 15.3707 | 10.9587 | 5.596 | 6.5717 | 5.5748 | 11.5617 | 4.9881 | 5.6947 | 13.8144 | 6.5108 | 6.4295 | 8.2825 | 9.8216 | 10.3918 | 10.2359 | 7.9618 | 12.5815 | 8.5813 | 10.9271 | 6.5114 | 2.9642 | 8.8749 | 11.8434 | 12.1056 | 5.1975 | 10.8661 | 19.0333 | 20.0137 | 15.8263 | 17.4024 | 10.3146 | 6.8526 | 5.1856 | 4.4792 | 6.1579 | 5.9298 | 12.3248 | 5.7084 | 14.255
1944 |  | 10.7504 | 9.5966 | 6.7619 | 11.3522 | 10.2202 | 11.8126 | 8.6461 | 8.0038 | 15.2016 | 6.8637 | 4.7707 | 5.0683 | 6.4023 | 15.3905 | 10.9717 | 5.6001 | 6.5923 | 5.5889 | 11.5788 | 4.991 | 5.7159 | 13.8587 | 6.5187 | 6.433 | 8.3055 | 9.8332 | 10.4021 | 10.231 | 7.9854 | 12.5968 | 8.5913 | 10.9339 | 6.5419 | 2.9717 | 8.8947 | 11.8438 | 12.1439 | 5.2088 | 10.8852 | 19.032 | 20.0468 | 15.8665 | 17.4108 | 10.3019 | 6.8711 | 5.1946 | 4.4884 | 6.1613 | 5.9472 | 12.3404 | 5.7136 | 14.2612 | 9.7393
1945 |  | 9.624 | 6.8835 | 11.3729 | 10.2303 | 11.8544 | 8.6581 | 8.0133 | 15.2061 | 6.8844 | 4.7809 | 5.0771 | 6.4264 | 15.4216 | 10.9848 | 5.6129 | 6.5963 | 5.61 | 11.5964 | 5.0041 | 5.7231 | 13.8866 | 6.5425 | 6.4512 | 8.3067 | 9.8566 | 10.4124 | 10.2413 | 7.9816 | 12.6252 | 8.6012 | 10.946 | 6.5462 | 2.9861 | 8.9149 | 11.8562 | 12.1418 | 5.228 | 10.9061 | 19.0472 | 20.0439 | 15.8995 | 17.4512 | 10.3115 | 6.864 | 5.2123 | 4.4975 | 6.1774 | 5.9409 | 12.3653 | 5.7188 | 14.2745 | 9.7397 | 15.5211
1946 |  | 6.9583 | 11.5068 | 10.3162 | 11.8709 | 8.6802 | 8.023 | 15.2251 | 6.8817 | 4.799 | 5.0858 | 6.4359 | 15.458 | 11.015 | 5.6258 | 6.6091 | 5.6133 | 11.6347 | 5.0184 | 5.7383 | 13.8905 | 6.567 | 6.496 | 8.3195 | 9.8556 | 10.4349 | 10.2519 | 7.9918 | 12.6236 | 8.6242 | 10.9589 | 6.5571 | 2.9864 | 8.9402 | 11.8675 | 12.1604 | 5.23 | 10.9328 | 19.0636 | 20.059 | 15.8966 | 17.492 | 10.3537 | 6.8685 | 5.2091 | 4.5131 | 6.1937 | 5.9466 | 12.3645 | 5.734 | 14.2896 | 9.7492 | 15.5231 | 11.497
1947 |  | 11.8121 | 10.6611 | 11.8954 | 8.6762 | 8.0445 | 15.2437 | 6.8905 | 4.8 | 5.101 | 6.444 | 15.4777 | 11.0335 | 5.6465 | 6.6234 | 5.6262 | 11.6261 | 5.0393 | 5.7548 | 13.9077 | 6.5676 | 6.5197 | 8.3646 | 9.8673 | 10.4331 | 10.2773 | 8.0021 | 12.64 | 8.6211 | 10.9835 | 6.5681 | 2.9918 | 8.952 | 11.8905 | 12.1799 | 5.2409 | 10.9424 | 19.0936 | 20.0741 | 15.9117 | 17.4814 | 10.391 | 6.9063 | 5.217 | 4.5143 | 6.2204 | 5.9527 | 12.378 | 5.7293 | 14.3165 | 9.7588 | 15.5327 | 11.4983 | 10.4171
1948 |  | 10.7265 | 12.0356 | 8.6852 | 8.0419 | 15.2755 | 6.8994 | 4.8098 | 5.1032 | 6.4599 | 15.4979 | 11.0437 | 5.6739 | 6.6463 | 5.6394 | 11.642 | 5.0417 | 5.7751 | 13.924 | 6.5801 | 6.5267 | 8.3909 | 9.9107 | 10.4435 | 10.2724 | 8.0258 | 12.6554 | 8.6311 | 10.9822 | 6.5948 | 2.9979 | 8.9657 | 11.8956 | 12.2168 | 5.2522 | 10.9615 | 19.0923 | 20.1071 | 15.9267 | 17.4965 | 10.3838 | 6.9301 | 5.2533 | 4.5235 | 6.2241 | 5.97 | 12.3936 | 5.7346 | 14.3144 | 9.7859 | 15.5429 | 11.5079 | 10.4201 | 6.703
1949 |  | 12.2999 | 8.8007 | 8.0533 | 15.2847 | 6.9202 | 4.82 | 5.1127 | 6.4613 | 15.5272 | 11.054 | 5.6835 | 6.6767 | 5.6612 | 11.6582 | 5.0539 | 5.781 | 13.9512 | 6.5926 | 6.5427 | 8.3952 | 9.9379 | 10.4859 | 10.2828 | 8.022 | 12.6834 | 8.6411 | 10.9943 | 6.5899 | 3.0109 | 8.9806 | 11.9049 | 12.2164 | 5.2714 | 10.9824 | 19.1076 | 20.1043 | 15.9598 | 17.5116 | 10.3989 | 6.9284 | 5.2766 | 4.5611 | 6.2405 | 5.9638 | 12.4185 | 5.7398 | 14.3276 | 9.778 | 15.5679 | 11.5175 | 10.4297 | 6.7014 | 5.5744
1950 |  | 8.7955 | 8.1873 | 15.357 | 6.9173 | 4.8381 | 5.1224 | 6.4703 | 15.5374 | 11.0815 | 5.6934 | 6.6881 | 5.6867 | 11.6967 | 5.0672 | 5.795 | 13.9544 | 6.616 | 6.5598 | 8.4113 | 9.9407 | 10.5125 | 10.3269 | 8.0322 | 12.6811 | 8.664 | 11.0072 | 6.6008 | 3.0089 | 9.0026 | 11.9133 | 12.2283 | 5.2788 | 11.0074 | 19.124 | 20.1194 | 15.9569 | 17.5524 | 10.414 | 6.9394 | 5.2788 | 4.5813 | 6.289 | 5.9693 | 12.4177 | 5.7549 | 14.3427 | 9.7875 | 15.5616 | 11.5438 | 10.4396 | 6.7071 | 5.5778 | 3.192
1951 |  | 8.2722 | 15.731 | 6.9264 | 4.8387 | 5.1385 | 6.4782 | 15.5589 | 11.075 | 5.7106 | 6.7006 | 5.6974 | 11.7123 | 5.0888 | 5.8105 | 13.9717 | 6.6154 | 6.5823 | 8.4277 | 9.9564 | 10.5149 | 10.3565 | 8.0711 | 12.6967 | 8.661 | 11.0318 | 6.6118 | 3.0157 | 9.0049 | 11.9339 | 12.241 | 5.2873 | 11.0185 | 19.154 | 20.1345 | 15.9719 | 17.5418 | 10.4513 | 6.9505 | 5.2921 | 4.5871 | 6.3216 | 6.0066 | 12.4315 | 5.7503 | 14.3697 | 9.7971 | 15.5712 | 11.5367 | 10.464 | 6.7129 | 5.5846 | 3.1951 | 5.472
1952 |  | 16.1621 | 7.0364 | 4.8521 | 5.1415 | 6.4939 | 15.5836 | 11.0857 | 5.7114 | 6.72 | 5.7082 | 11.7247 | 5.1043 | 5.8309 | 13.9888 | 6.6268 | 6.588 | 8.4527 | 9.9721 | 10.5294 | 10.3557 | 8.0984 | 12.7434 | 8.6709 | 11.0306 | 6.6385 | 3.023 | 9.0174 | 11.9318 | 12.2727 | 5.2964 | 11.0307 | 19.1572 | 20.1675 | 15.987 | 17.5569 | 10.4442 | 6.9743 | 5.3065 | 4.601 | 6.3309 | 6.0284 | 12.4782 | 5.7557 | 14.3675 | 9.8242 | 15.5814 | 11.5463 | 10.4584 | 6.7319 | 5.5925 | 3.2015 | 5.4724 | 4.722
1953 |  | 7.0391 | 4.9551 | 5.1599 | 6.4926 | 15.6451 | 11.0963 | 5.7206 | 6.7232 | 5.7273 | 11.7375 | 5.1144 | 5.8555 | 14.0191 | 6.6382 | 6.6027 | 8.4558 | 9.9984 | 10.5439 | 10.3702 | 8.0982 | 12.7747 | 8.7142 | 11.0424 | 6.6336 | 3.037 | 9.031 | 11.941 | 12.264 | 5.3133 | 11.0449 | 19.1697 | 20.168 | 16.02 | 17.572 | 10.4592 | 6.9726 | 5.3298 | 4.6148 | 6.3529 | 6.0266 | 12.5088 | 5.7923 | 14.3808 | 9.8162 | 15.6063 | 11.5559 | 10.468 | 6.7243 | 5.6074 | 3.2079 | 5.4768 | 4.7204 | 10.9135
1954 |  | 5.2015 | 5.3322 | 6.5129 | 15.7332 | 11.1252 | 5.7298 | 6.7351 | 5.7292 | 11.7726 | 5.1255 | 5.8659 | 14.0498 | 6.6618 | 6.6185 | 8.4705 | 10.0004 | 10.5691 | 10.385 | 8.112 | 12.7762 | 8.7413 | 11.0874 | 6.6444 | 3.0354 | 9.0525 | 11.9495 | 12.2759 | 5.313 | 11.0648 | 19.1834 | 20.1794 | 16.0203 | 17.6126 | 10.4743 | 6.9837 | 5.332 | 4.6351 | 6.3752 | 6.0367 | 12.5137 | 5.8127 | 14.4264 | 9.8258 | 15.6 | 11.5822 | 10.4779 | 6.73 | 5.6052 | 3.2199 | 5.4813 | 4.7243 | 10.9407 | 15.2674
1955 |  | 5.7675 | 6.8343 | 15.9815 | 11.1178 | 5.7476 | 6.748 | 5.7402 | 11.7616 | 5.1447 | 5.8774 | 14.0672 | 6.6778 | 6.6406 | 8.4858 | 10.0155 | 10.5701 | 10.4133 | 8.1261 | 12.7958 | 8.7424 | 11.1157 | 6.6881 | 3.042 | 9.0549 | 11.9703 | 12.2888 | 5.3216 | 11.0673 | 19.211 | 20.1908 | 16.0306 | 17.6071 | 10.5116 | 6.9947 | 5.3453 | 4.6409 | 6.4078 | 6.0472 | 12.533 | 5.8135 | 14.4592 | 9.8619 | 15.6084 | 11.575 | 10.5023 | 6.7357 | 5.6121 | 3.2198 | 5.4942 | 4.7284 | 10.9677 | 15.2719 | 6.3492
1956 |  | 7.3626 | 16.382 | 11.1672 | 5.748 | 6.7676 | 5.7513 | 11.7748 | 5.1454 | 5.8943 | 14.0839 | 6.6865 | 6.6684 | 8.5118 | 10.032 | 10.5832 | 10.4113 | 8.1523 | 12.8145 | 8.7565 | 11.1182 | 6.7184 | 3.0568 | 9.0738 | 11.9687 | 12.3205 | 5.3308 | 11.0795 | 19.207 | 20.2202 | 16.041 | 17.6195 | 10.5085 | 7.0184 | 5.3597 | 4.6547 | 6.4172 | 6.069 | 12.5543 | 5.8242 | 14.4628 | 9.8945 | 15.6488 | 11.5846 | 10.4967 | 6.7548 | 5.6199 | 3.2263 | 5.4899 | 4.7428 | 10.9971 | 15.2819 | 6.3515 | 16.5059
1957 |  | 16.8843 | 11.329 | 5.7607 | 6.7719 | 5.7709 | 11.7887 | 5.1558 | 5.8971 | 14.1132 | 6.6952 | 6.6791 | 8.538 | 10.0621 | 10.5963 | 10.4245 | 8.151 | 12.8449 | 8.7705 | 11.134 | 6.7172 | 3.0753 | 9.1187 | 11.9789 | 12.3119 | 5.3478 | 11.0937 | 19.2194 | 20.2136 | 16.0693 | 17.632 | 10.5185 | 7.0233 | 5.3819 | 4.6683 | 6.4388 | 6.0672 | 12.5849 | 5.835 | 14.4818 | 9.892 | 15.6793 | 11.6246 | 10.5063 | 6.7471 | 5.6348 | 3.2329 | 5.4943 | 4.7371 | 11.0346 | 15.2916 | 6.361 | 16.5124 | 9.2825
1958 |  | 11.4003 | 5.8659 | 6.7871 | 5.773 | 11.824 | 5.1673 | 5.9077 | 14.1182 | 6.7159 | 6.6908 | 8.5495 | 10.0927 | 10.6215 | 10.4379 | 8.1637 | 12.8455 | 8.7963 | 11.1508 | 6.7317 | 3.0782 | 9.1427 | 12.0155 | 12.3296 | 5.3476 | 11.1135 | 19.2332 | 20.225 | 16.0617 | 17.6701 | 10.5285 | 7.0333 | 5.3879 | 4.6876 | 6.46 | 6.0774 | 12.5899 | 5.8556 | 14.5026 | 9.9071 | 15.6784 | 11.6564 | 10.547 | 6.7528 | 5.6326 | 3.245 | 5.4988 | 4.7415 | 11.0533 | 15.3139 | 6.3705 | 16.522 | 9.2833 | 10.1944
1959 |  | 5.9397 | 6.9452 | 5.7958 | 11.8121 | 5.1897 | 5.92 | 14.1385 | 6.7129 | 6.7098 | 8.5612 | 10.109 | 10.647 | 10.467 | 8.1768 | 12.8632 | 8.796 | 11.1781 | 6.7462 | 3.0894 | 9.1476 | 12.0421 | 12.3745 | 5.3561 | 11.1161 | 19.2607 | 20.2364 | 16.072 | 17.6569 | 10.5608 | 7.0434 | 5.3971 | 4.6967 | 6.4898 | 6.0888 | 12.6092 | 5.8565 | 14.5354 | 9.9222 | 15.6935 | 11.6548 | 10.577 | 6.7903 | 5.6396 | 3.245 | 5.5117 | 4.7458 | 11.0801 | 15.3103 | 6.3923 | 16.5327 | 9.2928 | 10.1943 | 12.8563
1960 |  | 7.5752 | 5.9722 | 11.8892 | 5.1966 | 5.9384 | 14.1598 | 6.7215 | 6.7111 | 8.583 | 10.1254 | 10.6565 | 10.4905 | 8.2039 | 12.8807 | 8.8087 | 11.1796 | 6.7752 | 3.1014 | 9.1626 | 12.0459 | 12.4095 | 5.3851 | 11.1343 | 19.2568 | 20.2657 | 16.0824 | 17.6693 | 10.5485 | 7.0662 | 5.4073 | 4.7071 | 6.4994 | 6.1115 | 12.6305 | 5.8672 | 14.5389 | 9.9549 | 15.7092 | 11.6699 | 10.5769 | 6.8148 | 5.6792 | 3.2518 | 5.5074 | 4.7602 | 11.1096 | 15.3203 | 6.3896 | 16.5524 | 9.3022 | 10.2005 | 12.8658 | 9.0052
1961 |  | 6.27 | 12.1371 | 5.2246 | 5.9437 | 14.197 | 6.7303 | 6.7218 | 8.5833 | 10.1539 | 10.6659 | 10.501 | 8.2238 | 12.9136 | 8.8215 | 11.1944 | 6.7725 | 3.1393 | 9.1787 | 12.0396 | 12.4042 | 5.4064 | 11.1803 | 19.2689 | 20.2592 | 16.1107 | 17.6818 | 10.5585 | 7.0634 | 5.4265 | 4.7176 | 6.513 | 6.1158 | 12.6594 | 5.878 | 14.558 | 9.9524 | 15.7397 | 11.685 | 10.592 | 6.8125 | 5.6997 | 3.2725 | 5.5121 | 4.7545 | 11.1473 | 15.33 | 6.3991 | 16.5507 | 9.3287 | 10.2067 | 12.8787 | 9.0121 | 15.786
1962 |  | 12.7827 | 5.3485 | 5.9704 | 14.2165 | 6.7512 | 6.7337 | 8.5949 | 10.1589 | 10.6875 | 10.5116 | 8.2336 | 12.9417 | 8.8472 | 11.2101 | 6.7856 | 3.1418 | 9.2014 | 12.0543 | 12.4194 | 5.4107 | 11.2036 | 19.3143 | 20.2706 | 16.1031 | 17.7199 | 10.5685 | 7.0735 | 5.4245 | 4.7345 | 6.5269 | 6.1243 | 12.6658 | 5.8986 | 14.5788 | 9.9675 | 15.7388 | 11.7168 | 10.6074 | 6.8236 | 5.7029 | 3.2876 | 5.5431 | 4.779 | 11.1437 | 15.3523 | 6.4086 | 16.5603 | 9.3212 | 10.2276 | 12.8941 | 9.0217 | 15.79 | 8.3416
1963 |  | 5.4128 | 6.0839 | 14.2768 | 6.7478 | 6.7529 | 8.6068 | 10.1771 | 10.6852 | 10.5371 | 8.2436 | 12.9607 | 8.8688 | 11.2405 | 6.7984 | 3.1526 | 9.2049 | 12.0798 | 12.4356 | 5.4238 | 11.2096 | 19.3453 | 20.3138 | 16.1134 | 17.7066 | 10.6007 | 7.0835 | 5.4337 | 4.7368 | 6.5511 | 6.1331 | 12.6784 | 5.9046 | 14.6098 | 9.9826 | 15.7539 | 11.7152 | 10.6374 | 6.8347 | 5.7153 | 3.2905 | 5.5619 | 4.81 | 11.1706 | 15.3487 | 6.4304 | 16.571 | 9.3307 | 10.2191 | 12.916 | 9.0312 | 15.7995 | 8.3428 | 14.3584
1964 |  | 6.5311 | 14.9072 | 6.7565 | 6.754 | 8.6287 | 10.195 | 10.6945 | 10.5331 | 8.2674 | 12.9784 | 8.8773 | 11.269 | 6.827 | 3.164 | 9.2186 | 12.0826 | 12.4694 | 5.4374 | 11.2253 | 19.3448 | 20.3469 | 16.1559 | 17.7187 | 10.5885 | 7.1063 | 5.4439 | 4.7472 | 6.5521 | 6.1533 | 12.6932 | 5.9124 | 14.6151 | 10.0153 | 15.7696 | 11.7303 | 10.6373 | 6.8592 | 5.7286 | 3.3001 | 5.5631 | 4.8286 | 11.2263 | 15.3586 | 6.4277 | 16.5907 | 9.3401 | 10.2253 | 12.9174 | 9.0516 | 15.8094 | 8.3485 | 14.3648 | 17.4033
1965 |  | 15.2468 | 6.8529 | 6.7742 | 8.6302 | 10.2266 | 10.7039 | 10.544 | 8.2643 | 13.0091 | 8.8855 | 11.2842 | 6.8481 | 3.1833 | 9.2334 | 12.0966 | 12.4628 | 5.4576 | 11.2431 | 19.3607 | 20.3442 | 16.1883 | 17.7637 | 10.5985 | 7.1036 | 5.4631 | 4.7577 | 6.5657 | 6.1498 | 12.7171 | 5.9202 | 14.6284 | 10.0166 | 15.8 | 11.7454 | 10.6524 | 6.8569 | 5.749 | 3.3097 | 5.5732 | 4.8274 | 11.2696 | 15.3945 | 6.4372 | 16.589 | 9.3666 | 10.2316 | 12.9303 | 9.0504 | 15.8324 | 8.3542 | 14.3782 | 17.4084 | 10.4623
1966 |  | 6.9173 | 6.8776 | 8.6439 | 10.244 | 10.7253 | 10.5551 | 8.275 | 13.0106 | 8.9067 | 11.3001 | 6.8574 | 3.1951 | 9.2563 | 12.1094 | 12.4769 | 5.4607 | 11.2655 | 19.3779 | 20.3594 | 16.1849 | 17.8053 | 10.634 | 7.1133 | 5.4611 | 4.7746 | 6.5796 | 6.1582 | 12.7156 | 5.9379 | 14.6435 | 10.0269 | 15.8039 | 11.7772 | 10.6678 | 6.868 | 5.7523 | 3.3249 | 5.5839 | 4.8373 | 11.2922 | 15.4224 | 6.4683 | 16.5978 | 9.3591 | 10.2524 | 12.9457 | 9.06 | 15.8282 | 8.3728 | 14.3928 | 17.418 | 10.468 | 7.7888
1967 |  | 7.3709 | 8.8845 | 10.3157 | 10.7226 | 10.5811 | 8.2859 | 13.0306 | 8.9023 | 11.3273 | 6.8666 | 3.2021 | 9.2865 | 12.1363 | 12.4918 | 5.4726 | 11.2706 | 19.4076 | 20.3746 | 16.1994 | 17.7955 | 10.6704 | 7.1502 | 5.4738 | 4.7784 | 6.6049 | 6.1669 | 12.7283 | 5.9358 | 14.6705 | 10.0372 | 15.8164 | 11.7793 | 10.6978 | 6.8791 | 5.7646 | 3.3277 | 5.6024 | 4.8482 | 11.3229 | 15.4242 | 6.4953 | 16.6386 | 9.3686 | 10.244 | 12.9676 | 9.0696 | 15.8378 | 8.3656 | 14.42 | 17.4276 | 10.4776 | 7.7925 | 16.2312
1968 |  | 9.1337 | 10.562 | 10.732 | 10.5768 | 8.3103 | 13.0495 | 8.9107 | 11.3294 | 6.8918 | 3.2092 | 9.3006 | 12.1652 | 12.5262 | 5.485 | 11.2852 | 19.4059 | 20.4065 | 16.2139 | 17.8114 | 10.6623 | 7.1773 | 5.5057 | 4.7921 | 6.6085 | 6.1869 | 12.7433 | 5.9436 | 14.6684 | 10.0651 | 15.8294 | 11.7907 | 10.7017 | 6.9035 | 5.778 | 3.3373 | 5.6075 | 4.8688 | 11.3524 | 15.4396 | 6.4978 | 16.6641 | 9.4079 | 10.2502 | 12.9678 | 9.0899 | 15.8477 | 8.3713 | 14.4183 | 17.4497 | 10.4872 | 7.7982 | 16.2313 | 16.985
1969 |  | 10.636 | 10.8419 | 10.5915 | 8.3121 | 13.0858 | 8.9194 | 11.345 | 6.8854 | 3.2234 | 9.3155 | 12.1787 | 12.5441 | 5.5055 | 11.3029 | 19.4206 | 20.4026 | 16.2451 | 17.8273 | 10.6765 | 7.1788 | 5.5292 | 4.8272 | 6.6279 | 6.1832 | 12.7675 | 5.9514 | 14.6817 | 10.0578 | 15.8573 | 11.8021 | 10.7131 | 6.9067 | 5.7976 | 3.3466 | 5.6204 | 4.874 | 11.3864 | 15.4549 | 6.5126 | 16.6684 | 9.4399 | 10.2879 | 12.9794 | 9.0887 | 15.8706 | 8.377 | 14.4317 | 17.4468 | 10.509 | 7.8042 | 16.2445 | 16.9863 | 12.8933
1970 |  | 10.8862 | 10.706 | 8.3437 | 13.0924 | 8.941 | 11.3615 | 6.8945 | 3.2228 | 9.337 | 12.1927 | 12.5545 | 5.5252 | 11.3283 | 19.4366 | 20.4166 | 16.2405 | 17.8677 | 10.6906 | 7.1931 | 5.5316 | 4.8482 | 6.6738 | 6.1914 | 12.7661 | 5.9691 | 14.6968 | 10.0682 | 15.8538 | 11.8302 | 10.7248 | 6.9157 | 5.8053 | 3.3608 | 5.6329 | 4.8868 | 11.4029 | 15.4828 | 6.5273 | 16.6838 | 9.438 | 10.3144 | 13.0251 | 9.0983 | 15.8665 | 8.3955 | 14.4462 | 17.4563 | 10.5063 | 7.82 | 16.2586 | 16.9959 | 12.8961 | 13.4823
1971 |  | 10.8249 | 8.5332 | 13.1547 | 8.9368 | 11.3896 | 6.9037 | 3.2299 | 9.3363 | 12.2231 | 12.5656 | 5.5344 | 11.3613 | 19.4653 | 20.4306 | 16.2538 | 17.8567 | 10.7257 | 7.2075 | 5.5452 | 4.8546 | 6.7012 | 6.2219 | 12.7851 | 5.967 | 14.7238 | 10.0785 | 15.8663 | 11.8249 | 10.751 | 6.9246 | 5.8145 | 3.3636 | 5.6515 | 4.8988 | 11.4281 | 15.4846 | 6.5543 | 16.7004 | 9.453 | 10.3116 | 13.0524 | 9.1374 | 15.876 | 8.3883 | 14.4736 | 17.4659 | 10.5159 | 7.8152 | 16.2924 | 17.0055 | 12.9057 | 13.488 | 8.8518
1972 |  | 8.6447 | 13.4366 | 8.9455 | 11.3919 | 6.9288 | 3.2372 | 9.3455 | 12.2318 | 12.5958 | 5.544 | 11.3758 | 19.4889 | 20.4625 | 16.2671 | 17.8714 | 10.7163 | 7.2333 | 5.56 | 4.8691 | 6.7055 | 6.2466 | 12.8318 | 5.9751 | 14.7217 | 10.1063 | 15.8793 | 11.8363 | 10.7473 | 6.947 | 5.8247 | 3.3713 | 5.6619 | 4.9177 | 11.4528 | 15.5 | 6.5568 | 16.7259 | 9.468 | 10.3235 | 13.0591 | 9.1633 | 15.9158 | 8.394 | 14.4718 | 17.4881 | 10.5254 | 7.8209 | 16.2844 | 17.0313 | 12.9153 | 13.4975 | 8.849 | 8.6487
1973 |  | 13.7441 | 9.0533 | 11.421 | 6.922 | 3.2518 | 9.3559 | 12.2521 | 12.586 | 5.5614 | 11.3921 | 19.5017 | 20.4835 | 16.2983 | 17.8861 | 10.7291 | 7.2336 | 5.5824 | 4.8837 | 6.7224 | 6.2477 | 12.8594 | 6.0029 | 14.741 | 10.0991 | 15.9072 | 11.8477 | 10.7587 | 6.9425 | 5.8419 | 3.379 | 5.6717 | 4.924 | 11.4815 | 15.5153 | 6.5715 | 16.7301 | 9.5 | 10.3357 | 13.0771 | 9.1676 | 15.9442 | 8.4319 | 14.4839 | 17.4851 | 10.5473 | 7.827 | 16.2977 | 17.0246 | 12.9398 | 13.5071 | 8.8547 | 8.6564 | 9.7749
1974 |  | 9.0371 | 11.6269 | 6.9311 | 3.2512 | 9.3745 | 12.2707 | 12.5967 | 5.5616 | 11.4146 | 19.5159 | 20.4956 | 16.32 | 17.9253 | 10.742 | 7.2466 | 5.5837 | 4.9035 | 6.7396 | 6.2609 | 12.8614 | 6.0257 | 14.7878 | 10.1094 | 15.9037 | 11.8758 | 10.7704 | 6.9515 | 5.842 | 3.3924 | 5.6813 | 4.9329 | 11.4958 | 15.5433 | 6.5863 | 16.7456 | 9.4981 | 10.3669 | 13.0933 | 9.1827 | 15.9456 | 8.4562 | 14.5281 | 17.4947 | 10.5446 | 7.8427 | 16.3117 | 17.0342 | 12.9344 | 13.5287 | 8.8604 | 8.6697 | 9.7788 | 13.755
1975 |  | 12.178 | 7.038 | 3.2632 | 9.3735 | 12.3069 | 12.6083 | 5.5707 | 11.4206 | 19.5436 | 20.5077 | 16.3315 | 17.9399 | 10.7771 | 7.2596 | 5.5961 | 4.9087 | 6.7658 | 6.2746 | 12.8779 | 6.029 | 14.818 | 10.1528 | 15.9158 | 11.8705 | 10.7966 | 6.9605 | 5.8512 | 3.3935 | 5.6977 | 4.9421 | 11.5124 | 15.5487 | 6.6133 | 16.7621 | 9.5131 | 10.3658 | 13.1188 | 9.1978 | 15.9607 | 8.4547 | 14.5608 | 17.5316 | 10.5541 | 7.838 | 16.3455 | 17.0437 | 12.944 | 13.5262 | 8.8829 | 8.6842 | 9.7845 | 13.7627 | 11.6112
1976 |  | 7.0676 | 3.3145 | 9.3832 | 12.3657 | 12.6387 | 5.5802 | 11.4369 | 19.5398 | 20.5377 | 16.343 | 17.9528 | 10.7866 | 7.2847 | 5.6098 | 4.9219 | 6.7688 | 6.2983 | 12.8966 | 6.0423 | 14.8189 | 10.1848 | 15.9609 | 11.8819 | 10.7929 | 6.9828 | 5.8616 | 3.4013 | 5.7001 | 4.959 | 11.5305 | 15.5605 | 6.6199 | 16.7872 | 9.5282 | 10.3809 | 13.1224 | 9.2237 | 15.9762 | 8.4661 | 14.5644 | 17.5592 | 10.5829 | 7.8437 | 16.3375 | 17.0696 | 12.9535 | 13.5358 | 8.8718 | 8.7099 | 9.7902 | 13.776 | 11.6129 | 16.0899
1977 |  | 3.584 | 9.4768 | 12.5627 | 12.6289 | 5.5979 | 11.4552 | 19.5528 | 20.5318 | 16.3725 | 17.9656 | 10.7968 | 7.3108 | 5.6327 | 4.9353 | 6.7844 | 6.2985 | 12.9234 | 6.0556 | 14.8354 | 10.1818 | 15.9922 | 11.9204 | 10.8043 | 6.9784 | 5.8793 | 3.409 | 5.7098 | 4.9599 | 11.5546 | 15.5722 | 6.6303 | 16.7955 | 9.5602 | 10.396 | 13.1375 | 9.228 | 16.0046 | 8.4775 | 14.5831 | 17.5618 | 10.6103 | 7.8814 | 16.3507 | 17.0629 | 12.9781 | 13.5453 | 8.8775 | 8.7095 | 9.8056 | 13.7915 | 11.6225 | 16.0954 | 9.2595
1978 |  | 10.8948 | 13.0812 | 12.6788 | 5.6197 | 11.4792 | 19.5671 | 20.5443 | 16.3663 | 18.0038 | 10.807 | 7.3216 | 5.6542 | 4.9551 | 6.8004 | 6.3111 | 12.9245 | 6.0777 | 14.8538 | 10.1962 | 15.9921 | 11.9523 | 10.8487 | 6.9873 | 5.8799 | 3.4224 | 5.7193 | 4.9688 | 11.5617 | 15.5966 | 6.6406 | 16.808 | 9.5613 | 10.4272 | 13.1536 | 9.2431 | 16.006 | 8.5018 | 14.603 | 17.5769 | 10.6131 | 7.9028 | 16.3944 | 17.0724 | 12.9727 | 13.5669 | 8.8832 | 8.7227 | 9.8016 | 13.8163 | 11.6321 | 16.105 | 9.2612 | 4.592
1979 |  | 13.4128 | 12.8155 | 5.6303 | 11.4878 | 19.5951 | 20.5568 | 16.3785 | 17.9907 | 10.8394 | 7.3323 | 5.6644 | 4.9829 | 6.827 | 6.325 | 12.9401 | 6.0801 | 14.8829 | 10.2108 | 16.0081 | 11.9508 | 10.8788 | 7.0238 | 5.8934 | 3.4242 | 5.736 | 4.9783 | 11.5791 | 15.5947 | 6.6633 | 16.8216 | 9.5715 | 10.4298 | 13.18 | 9.2582 | 16.0211 | 8.5003 | 14.6357 | 17.592 | 10.6282 | 7.9038 | 16.4337 | 17.1117 | 12.9822 | 13.5644 | 8.9057 | 8.7373 | 9.8072 | 13.8159 | 11.6577 | 16.115 | 9.2707 | 4.5923 | 10.536
1980 |  | 13.1211 | 5.7311 | 11.5128 | 19.592 | 20.5872 | 16.3907 | 18.0037 | 10.8277 | 7.3556 | 5.6757 | 4.9929 | 6.8544 | 6.3512 | 12.9579 | 6.0925 | 14.8828 | 10.2415 | 16.0248 | 11.966 | 10.8788 | 7.0508 | 5.926 | 3.4349 | 5.7391 | 4.9956 | 11.5984 | 15.6066 | 6.6613 | 16.8441 | 9.5817 | 10.4402 | 13.1895 | 9.284 | 16.0366 | 8.5117 | 14.6394 | 17.6196 | 10.6433 | 7.9152 | 16.4311 | 17.1431 | 13.0218 | 13.574 | 8.8946 | 8.763 | 9.8129 | 13.8292 | 11.6513 | 16.1363 | 9.2803 | 4.5975 | 10.5389 | 7.1517
1981 |  | 5.7722 | 11.6721 | 19.6129 | 20.5819 | 16.4209 | 18.0166 | 10.8381 | 7.3536 | 5.6959 | 5.0035 | 6.8662 | 6.3728 | 12.9864 | 6.1051 | 14.8978 | 10.2371 | 16.0551 | 11.9812 | 10.894 | 7.051 | 5.9485 | 3.4536 | 5.7502 | 4.9974 | 11.6255 | 15.6183 | 6.6717 | 16.8453 | 9.6089 | 10.4505 | 13.2029 | 9.2917 | 16.065 | 8.5231 | 14.6581 | 17.6222 | 10.6707 | 7.9269 | 16.4498 | 17.1419 | 13.0519 | 13.6134 | 8.9003 | 8.7626 | 9.8284 | 13.8447 | 11.6608 | 16.1336 | 9.3062 | 4.6029 | 10.5528 | 7.1591 | 3.4141
1982 |  | 12.908 | 19.7473 | 20.5945 | 16.4152 | 18.0552 | 10.8486 | 7.364 | 5.6956 | 5.0207 | 6.8783 | 6.3841 | 13.0146 | 6.1283 | 14.9145 | 10.2502 | 16.0541 | 12.0117 | 10.9097 | 7.0646 | 5.9533 | 3.4719 | 5.7854 | 5.008 | 11.6371 | 15.6426 | 6.682 | 16.8578 | 9.6021 | 10.477 | 13.2175 | 9.3031 | 16.0699 | 8.5474 | 14.678 | 17.6372 | 10.6735 | 7.9484 | 16.4692 | 17.157 | 13.052 | 13.6405 | 8.9338 | 8.7757 | 9.8243 | 13.8695 | 11.6704 | 16.1432 | 9.2994 | 4.6181 | 10.5686 | 7.1653 | 3.4174 | 6.0448
1983 |  | 19.8161 | 20.723 | 16.4274 | 18.0425 | 10.8813 | 7.3744 | 5.706 | 5.0237 | 6.9009 | 6.3959 | 13.029 | 6.1524 | 14.9446 | 10.2634 | 16.0691 | 12.0088 | 10.9388 | 7.0782 | 5.9676 | 3.4782 | 5.8055 | 5.0344 | 11.6588 | 15.6408 | 6.7046 | 16.8714 | 9.6123 | 10.4712 | 13.2414 | 9.3145 | 16.0813 | 8.551 | 14.7094 | 17.6523 | 10.6885 | 7.9494 | 16.5085 | 17.1721 | 13.0671 | 13.6436 | 8.962 | 8.8205 | 9.83 | 13.8679 | 11.696 | 16.1533 | 9.309 | 4.6132 | 10.5987 | 7.1716 | 3.4236 | 6.0468 | 8.6406
1984 |  | 20.7932 | 16.5491 | 18.0612 | 10.8695 | 7.3976 | 5.7176 | 5.0345 | 6.9006 | 6.4196 | 13.0452 | 6.1627 | 14.9697 | 10.2944 | 16.0851 | 12.0226 | 10.9378 | 7.1039 | 5.9831 | 3.4911 | 5.8118 | 5.0569 | 11.7053 | 15.6526 | 6.7027 | 16.8939 | 9.6225 | 10.4816 | 13.2434 | 9.3366 | 16.093 | 8.5597 | 14.7155 | 17.68 | 10.7036 | 7.9607 | 16.5059 | 17.2035 | 13.0822 | 13.6587 | 8.9566 | 8.8516 | 9.8643 | 13.8799 | 11.6896 | 16.1745 | 9.3186 | 4.6184 | 10.5936 | 7.1849 | 3.4302 | 6.0534 | 8.6563 | 8.7944
1985 |  | 16.6139 | 18.1928 | 10.88 | 7.3953 | 5.738 | 5.0453 | 6.9126 | 6.4194 | 13.0718 | 6.1731 | 14.983 | 10.315 | 16.1166 | 12.0363 | 10.952 | 7.1029 | 6.0043 | 3.5042 | 5.8262 | 5.0623 | 11.7304 | 15.6958 | 6.7131 | 16.8951 | 9.6497 | 10.4919 | 13.2569 | 9.3373 | 16.1178 | 8.5684 | 14.7297 | 17.686 | 10.7311 | 7.9725 | 16.5246 | 17.2023 | 13.1123 | 13.6738 | 8.968 | 8.8566 | 9.8854 | 13.9252 | 11.6992 | 16.1718 | 9.3445 | 4.6238 | 10.6075 | 7.1837 | 3.4433 | 6.0603 | 8.6755 | 8.7985 | 12.4362
1986 |  | 18.3838 | 10.9869 | 7.4126 | 5.7383 | 5.063 | 6.9249 | 6.4313 | 13.0734 | 6.1937 | 14.9977 | 10.3248 | 16.1431 | 12.0669 | 10.9665 | 7.1152 | 6.0079 | 3.5217 | 5.84 | 5.0757 | 11.7395 | 15.7239 | 6.7555 | 16.9075 | 9.6429 | 10.5184 | 13.2714 | 9.3487 | 16.1155 | 8.5899 | 14.7449 | 17.6974 | 10.7376 | 7.9939 | 16.5441 | 17.2174 | 13.1124 | 13.7009 | 8.9794 | 8.8753 | 9.8871 | 13.9553 | 11.7397 | 16.1803 | 9.3377 | 4.639 | 10.6233 | 7.1898 | 3.4422 | 6.074 | 8.6935 | 8.808 | 12.4424 | 6.518
1987 |  | 11.0532 | 7.5282 | 5.7525 | 5.0668 | 6.9483 | 6.444 | 13.0898 | 6.194 | 15.0254 | 10.3347 | 16.1583 | 12.0879 | 10.997 | 7.1275 | 6.0209 | 3.5268 | 5.8592 | 5.0894 | 11.7579 | 15.7257 | 6.7819 | 16.9529 | 9.6531 | 10.5126 | 13.2954 | 9.3601 | 16.1269 | 8.5857 | 14.773 | 17.7088 | 10.749 | 7.9994 | 16.5818 | 17.2325 | 13.1275 | 13.704 | 9.0076 | 8.8952 | 9.8985 | 13.9603 | 11.7708 | 16.2197 | 9.3473 | 4.6341 | 10.6534 | 7.1961 | 3.4484 | 6.0723 | 8.7209 | 8.8176 | 12.452 | 6.521 | 5.5401
1988 |  | 7.5792 | 5.8636 | 5.0817 | 6.9461 | 6.4738 | 13.1117 | 6.2042 | 15.0242 | 10.362 | 16.1741 | 12.0984 | 11.0227 | 7.1532 | 6.0351 | 3.5388 | 5.8645 | 5.1095 | 11.7776 | 15.7414 | 6.7838 | 16.9792 | 9.6934 | 10.5229 | 13.297 | 9.3822 | 16.1386 | 8.5943 | 14.772 | 17.7327 | 10.7604 | 8.0078 | 16.5807 | 17.2639 | 13.1426 | 13.7191 | 9.0022 | 8.9264 | 9.9134 | 13.9755 | 11.7699 | 16.2465 | 9.3884 | 4.6388 | 10.6483 | 7.2094 | 3.455 | 6.079 | 8.7284 | 8.8405 | 12.4616 | 6.5271 | 5.5431 | 13.4844
1989 |  | 6.2724 | 5.2666 | 7.0226 | 6.4958 | 13.1519 | 6.2146 | 15.0384 | 10.3548 | 16.2047 | 12.1089 | 11.0362 | 7.1778 | 6.0567 | 3.5507 | 5.8771 | 5.113 | 11.8025 | 15.757 | 6.7979 | 16.9842 | 9.7248 | 10.5659 | 13.3098 | 9.3829 | 16.1634 | 8.603 | 14.7862 | 17.7316 | 10.7842 | 8.0167 | 16.5938 | 17.2661 | 13.1727 | 13.7342 | 9.0136 | 8.9314 | 9.9395 | 13.9916 | 11.785 | 16.2494 | 9.4198 | 4.6762 | 10.6624 | 7.2082 | 3.4681 | 6.0861 | 8.7477 | 8.8365 | 12.4825 | 6.5327 | 5.5499 | 13.4857 | 11.5292
1990 |  | 5.6508 | 7.3173 | 6.5672 | 13.1757 | 6.2352 | 15.0539 | 10.3649 | 16.2047 | 12.1361 | 11.0501 | 7.1875 | 6.0823 | 3.5681 | 5.89 | 5.1251 | 11.8101 | 15.7841 | 6.8121 | 17.0005 | 9.7221 | 10.5966 | 13.3559 | 9.3943 | 16.1611 | 8.6245 | 14.8015 | 17.743 | 10.7832 | 8.0352 | 16.6076 | 17.2775 | 13.1765 | 13.7613 | 9.025 | 8.9501 | 9.9435 | 14.0194 | 11.8001 | 16.2645 | 9.4186 | 4.6967 | 10.7087 | 7.2141 | 3.4671 | 6.1013 | 8.7647 | 8.846 | 12.4807 | 6.5465 | 5.5574 | 13.4926 | 11.5357 | 8.3275
1991 |  | 7.7986 | 6.7447 | 13.2217 | 6.2351 | 15.0825 | 10.375 | 16.221 | 12.1299 | 11.0785 | 7.1973 | 6.0928 | 3.5804 | 5.9106 | 5.1372 | 11.8264 | 15.7851 | 6.8373 | 17.0179 | 9.7365 | 10.5949 | 13.3829 | 9.4373 | 16.1725 | 8.6203 | 14.8295 | 17.7544 | 10.7946 | 8.0333 | 16.6412 | 17.2889 | 13.1879 | 13.7678 | 9.0532 | 8.97 | 9.9585 | 14.0208 | 11.8312 | 16.2801 | 9.4337 | 4.6972 | 10.7446 | 7.2515 | 3.4732 | 6.1008 | 8.7914 | 8.8556 | 12.4903 | 6.5437 | 5.572 | 13.4998 | 11.5467 | 8.3425 | 9.5649
1992 |  | 6.9579 | 13.3346 | 6.249 | 15.0822 | 10.4027 | 16.2379 | 12.14 | 11.0776 | 7.2204 | 6.1045 | 3.5885 | 5.9449 | 5.1569 | 11.8434 | 15.7997 | 6.838 | 17.043 | 9.7508 | 10.6094 | 13.388 | 9.4633 | 16.2159 | 8.6289 | 14.8285 | 17.7783 | 10.806 | 8.0418 | 16.633 | 17.3166 | 13.1993 | 13.7792 | 9.0526 | 8.9997 | 9.9735 | 14.0358 | 11.8303 | 16.3068 | 9.4488 | 4.7078 | 10.7453 | 7.2706 | 3.492 | 6.1086 | 8.7979 | 8.8785 | 12.4999 | 6.5498 | 5.5704 | 13.5189 | 11.5586 | 8.3597 | 9.5704 | 8.8177
1993 |  | 13.7882 | 6.4413 | 15.1046 | 10.3952 | 16.2696 | 12.1501 | 11.0923 | 7.2167 | 6.1233 | 3.5964 | 5.9588 | 5.1766 | 11.8671 | 15.815 | 6.851 | 17.0468 | 9.781 | 10.6239 | 13.4046 | 9.4677 | 16.2444 | 8.6649 | 14.8481 | 17.7772 | 10.8298 | 8.0506 | 16.6461 | 17.3117 | 13.2256 | 13.7906 | 9.0615 | 9.0062 | 9.9995 | 14.0518 | 11.8454 | 16.3097 | 9.4802 | 4.7185 | 10.765 | 7.275 | 3.509 | 6.1478 | 8.8166 | 8.8744 | 12.5208 | 6.5553 | 5.5772 | 13.5131 | 11.5803 | 8.3769 | 9.5799 | 8.8232 | 6.0825
1994 |  | 6.5303 | 15.2372 | 10.4069 | 16.272 | 12.1769 | 11.1073 | 7.2261 | 6.1252 | 3.61 | 5.9734 | 5.1855 | 11.8955 | 15.8457 | 6.8639 | 17.0618 | 9.7771 | 10.6534 | 13.4223 | 9.4829 | 16.2459 | 8.6915 | 14.894 | 17.7886 | 10.8288 | 8.0691 | 16.6599 | 17.3231 | 13.2221 | 13.814 | 9.0706 | 9.0183 | 10.0064 | 14.0806 | 11.8605 | 16.3248 | 9.479 | 4.739 | 10.7865 | 7.2869 | 3.5116 | 6.1682 | 8.8654 | 8.8839 | 12.519 | 6.5687 | 5.5847 | 13.5213 | 11.5778 | 8.4039 | 9.591 | 8.8327 | 6.0881 | 10.6708
1995 |  | 15.7186 | 10.5193 | 16.3034 | 12.1704 | 11.137 | 7.2355 | 6.136 | 3.6113 | 5.9944 | 5.1946 | 11.9074 | 15.8734 | 6.8892 | 17.078 | 9.7903 | 10.6505 | 13.4481 | 9.4981 | 16.2611 | 8.6924 | 14.9247 | 17.8319 | 10.8402 | 8.0672 | 16.6936 | 17.3345 | 13.2335 | 13.8134 | 9.0964 | 9.0316 | 10.0168 | 14.0875 | 11.8916 | 16.3404 | 9.494 | 4.7395 | 10.8224 | 7.2989 | 3.5216 | 6.1727 | 8.8983 | 8.9247 | 12.5286 | 6.5654 | 5.5993 | 13.5299 | 11.594 | 8.404 | 9.6112 | 8.8422 | 6.0975 | 10.678 | 9.5064
1996 |  | 10.4922 | 16.5373 | 12.1807 | 11.1366 | 7.2583 | 6.1481 | 3.6218 | 6.0001 | 5.2114 | 11.9205 | 15.8887 | 6.9155 | 17.1016 | 9.8034 | 10.6638 | 13.452 | 9.5227 | 16.2769 | 8.7062 | 14.9261 | 17.8597 | 10.8839 | 8.0757 | 16.6853 | 17.3622 | 13.2449 | 13.8248 | 9.0887 | 9.0561 | 10.0271 | 14.101 | 11.8942 | 16.367 | 9.5091 | 4.7501 | 10.8232 | 7.318 | 3.532 | 6.186 | 8.911 | 8.9532 | 12.5689 | 6.571 | 5.5978 | 13.5499 | 11.6127 | 8.4136 | 9.6085 | 8.8643 | 6.1071 | 10.6876 | 9.5101 | 11.1363
1997 |  | 17.0095 | 12.2991 | 11.1578 | 7.2544 | 6.1672 | 3.6362 | 6.0095 | 5.212 | 11.9402 | 15.9038 | 6.9267 | 17.1299 | 9.8336 | 10.6771 | 13.4674 | 9.5257 | 16.3044 | 8.7199 | 14.9428 | 17.8623 | 10.9114 | 8.1035 | 16.7042 | 17.3573 | 13.2712 | 13.8362 | 9.0977 | 9.0544 | 10.0484 | 14.1155 | 11.9046 | 16.3744 | 9.5406 | 4.7608 | 10.8428 | 7.3225 | 3.549 | 6.1995 | 8.9352 | 8.9547 | 12.5953 | 6.5973 | 5.6047 | 13.5443 | 11.6419 | 8.4232 | 9.618 | 8.8613 | 6.1259 | 10.6976 | 9.5197 | 11.1424 | 7.9692
1998 |  | 12.3172 | 11.3346 | 7.2638 | 6.1688 | 3.6568 | 6.0189 | 5.2208 | 11.9434 | 15.932 | 6.938 | 17.1426 | 9.8536 | 10.7066 | 13.4827 | 9.5395 | 16.3049 | 8.7453 | 14.9606 | 17.8775 | 10.9143 | 8.1271 | 16.7488 | 17.3687 | 13.2677 | 13.8596 | 9.1068 | 9.0664 | 10.0478 | 14.1416 | 11.9149 | 16.3868 | 9.5432 | 4.7813 | 10.8644 | 7.3344 | 3.5516 | 6.2198 | 8.9585 | 8.9697 | 12.599 | 6.6161 | 5.6378 | 13.5532 | 11.6458 | 8.4435 | 9.6291 | 8.8708 | 6.1261 | 10.7172 | 9.5298 | 11.152 | 7.9743 | 7.392
1999 |  | 11.5001 | 7.3735 | 6.1838 | 3.6663 | 6.0356 | 5.2298 | 11.9555 | 15.9347 | 6.9615 | 17.1564 | 9.8649 | 10.7303 | 13.5073 | 9.5533 | 16.3191 | 8.745 | 14.99 | 17.8927 | 10.9295 | 8.1303 | 16.7853 | 17.4118 | 13.2791 | 13.859 | 9.1327 | 9.0797 | 10.0582 | 14.1414 | 11.9413 | 16.3998 | 9.5535 | 4.7874 | 10.8982 | 7.3464 | 3.5616 | 6.2247 | 8.991 | 8.9849 | 12.6141 | 6.6183 | 5.6562 | 13.5935 | 11.6617 | 8.4423 | 9.6493 | 8.8803 | 6.1356 | 10.7163 | 9.5528 | 11.1616 | 7.9839 | 7.3977 | 14.5054
2000 |  | 7.3969 | 6.3145 | 3.7119 | 6.0348 | 5.2451 | 11.9632 | 15.9513 | 6.9608 | 17.179 | 9.8763 | 10.7418 | 13.5361 | 9.5779 | 16.3336 | 8.7576 | 14.9903 | 17.9193 | 10.9447 | 8.1439 | 16.78 | 17.4433 | 13.3225 | 13.8704 | 9.1249 | 9.1042 | 10.0685 | 14.1549 | 11.9356 | 16.4239 | 9.5639 | 4.796 | 10.8999 | 7.3655 | 3.572 | 6.2383 | 9.0035 | 9.0134 | 12.6292 | 6.6294 | 5.6584 | 13.6197 | 11.7111 | 8.4518 | 9.6455 | 8.9023 | 6.1451 | 10.7258 | 9.548 | 11.1825 | 7.9943 | 7.4073 | 14.5093 | 6.3587
2001 |  | 6.8866 | 3.9348 | 6.0902 | 5.2504 | 11.9899 | 15.9682 | 6.9728 | 17.1802 | 9.9046 | 10.7533 | 13.5494 | 9.604 | 16.363 | 8.7701 | 15.0057 | 17.9207 | 10.9708 | 8.158 | 16.7959 | 17.4422 | 13.3527 | 13.9136 | 9.134 | 9.1025 | 10.0898 | 14.1694 | 11.946 | 16.4242 | 9.5906 | 4.8047 | 10.9123 | 7.3747 | 3.5887 | 6.2521 | 9.0269 | 9.0149 | 12.6557 | 6.6398 | 5.669 | 13.6203 | 11.7456 | 8.493 | 9.6538 | 8.8993 | 6.1639 | 10.7359 | 9.5577 | 11.1806 | 8.016 | 7.4169 | 14.5192 | 6.3613 | 4.3005
2002 |  | 4.2551 | 6.3581 | 5.328 | 12.0441 | 15.9989 | 6.9847 | 17.1931 | 9.8993 | 10.7809 | 13.5635 | 9.6142 | 16.3898 | 8.7956 | 15.0223 | 17.9347 | 10.9723 | 8.1807 | 16.8126 | 17.4574 | 13.3529 | 13.9408 | 9.1696 | 9.1203 | 10.0892 | 14.1956 | 11.9564 | 16.4366 | 9.5846 | 4.8232 | 10.9267 | 7.3839 | 3.5936 | 6.2704 | 9.0483 | 9.03 | 12.6594 | 6.6586 | 5.6803 | 13.6348 | 11.7548 | 8.5189 | 9.6947 | 8.9089 | 6.1641 | 10.7554 | 9.5678 | 11.1902 | 8.0124 | 7.4385 | 14.5289 | 6.3674 | 4.3044 | 4.566
2003 |  | 7.0492 | 5.6616 | 12.7866 | 16.0516 | 7.009 | 17.2071 | 9.9113 | 10.7766 | 13.5866 | 9.6242 | 16.4037 | 8.8221 | 15.0502 | 17.9487 | 10.9861 | 8.183 | 16.8479 | 17.4726 | 13.3681 | 13.944 | 9.2004 | 9.165 | 10.0995 | 14.195 | 11.9827 | 16.4496 | 9.5949 | 4.8217 | 10.9554 | 7.3934 | 3.6008 | 6.2798 | 9.0767 | 9.0451 | 12.6745 | 6.6608 | 5.6987 | 13.6502 | 11.777 | 8.5232 | 9.7204 | 8.95 | 6.1731 | 10.7545 | 9.5908 | 11.1998 | 8.0219 | 7.4358 | 14.5519 | 6.3736 | 4.312 | 4.571 | 5.6873
2004 |  | 6.2565 | 13.2903 | 16.0641 | 7.0087 | 17.2301 | 9.9234 | 10.7888 | 13.5878 | 9.645 | 16.418 | 8.8331 | 15.0752 | 17.9753 | 10.9999 | 8.1956 | 16.8413 | 17.5029 | 13.3834 | 13.9592 | 9.1973 | 9.193 | 10.1416 | 14.2078 | 11.9771 | 16.4737 | 9.6053 | 4.8303 | 10.9489 | 7.4101 | 3.6085 | 6.2899 | 9.0884 | 9.0737 | 12.6896 | 6.6718 | 5.7015 | 13.6777 | 11.7997 | 8.5383 | 9.7233 | 8.9776 | 6.2143 | 10.7644 | 9.5861 | 11.2206 | 8.0323 | 7.4453 | 14.5478 | 6.3917 | 4.3202 | 4.5786 | 5.7017 | 14.8253
Simulation Start Year |  | 5: Powell Storage
1906 |  | 17.3798 | 20.0855 | 18.501 | 22.9886 | 22.0987 | 22.4314 | 23.7653 | 22.9728 | 23.764 | 23.6649 | 23.7632 | 23.7628 | 23.8003 | 23.2278 | 23.7619 | 23.7611 | 23.7604 | 23.76 | 23.5483 | 23.5674 | 23.4958 | 23.8263 | 23.9144 | 23.9028 | 23.8865 | 20.4944 | 22.1229 | 20.8553 | 16.1413 | 13.9763 | 14.413 | 14.8144 | 18.5406 | 16.6676 | 13.9516 | 18.5882 | 21.4226 | 21.2139 | 22.0894 | 22.2589 | 19.9146 | 21.8041 | 22.5328 | 23.7324 | 23.2103 | 21.9656 | 23.7428 | 22.0814 | 18.0008 | 14.2252 | 11.5569 | 17.3005 | 18.9922
1907 |  | 18.1568 | 16.7164 | 20.847 | 20.6898 | 21.084 | 22.4 | 21.7094 | 23.7644 | 23.2961 | 23.7636 | 23.7632 | 23.8722 | 23.2804 | 23.7625 | 23.7617 | 23.761 | 23.7606 | 23.7752 | 23.7358 | 23.1458 | 23.9478 | 23.9151 | 23.9043 | 23.8872 | 20.511 | 22.1414 | 20.8822 | 16.1676 | 14.0172 | 14.4663 | 14.8758 | 18.6074 | 16.7511 | 14.0445 | 18.694 | 21.5337 | 21.3464 | 22.2347 | 22.4152 | 20.0729 | 21.9826 | 22.7465 | 23.7146 | 23.0256 | 21.8041 | 23.7434 | 22.0811 | 17.9994 | 14.236 | 11.5823 | 17.335 | 19.0243 | 15.7439
1908 |  | 13.8071 | 18.5721 | 18.0081 | 18.4662 | 19.8747 | 19.2635 | 22.8225 | 20.9722 | 23.764 | 23.7636 | 23.8709 | 23.5802 | 23.7631 | 23.7623 | 23.7616 | 23.7612 | 23.7777 | 23.7018 | 23.1976 | 23.9642 | 23.9152 | 23.908 | 23.8876 | 20.3245 | 21.3899 | 20.1551 | 15.461 | 13.3256 | 13.8087 | 14.2402 | 17.9935 | 16.1564 | 13.4783 | 18.153 | 21.0221 | 20.8489 | 21.7701 | 21.9733 | 19.653 | 21.5753 | 22.3725 | 23.7345 | 23.1047 | 21.8812 | 23.744 | 21.9825 | 17.9097 | 14.149 | 11.5187 | 17.2817 | 18.9773 | 15.7018 | 13.3778
1909 |  | 19.034 | 18.8776 | 19.3055 | 20.6925 | 20.0859 | 23.0527 | 21.7716 | 23.7644 | 23.764 | 23.8694 | 23.3322 | 23.7632 | 23.7629 | 23.7622 | 23.7618 | 23.2889 | 23.491 | 23.0334 | 23.9223 | 23.9163 | 23.8204 | 23.8883 | 20.345 | 21.9688 | 20.7389 | 16.0407 | 13.9036 | 14.3787 | 14.8207 | 18.5723 | 16.7327 | 14.0491 | 18.7361 | 21.6137 | 21.4431 | 22.3558 | 22.5733 | 20.255 | 22.18 | 22.9672 | 23.7352 | 23.2704 | 22.0506 | 23.7446 | 22.0491 | 17.9824 | 14.2273 | 11.604 | 17.3828 | 19.0816 | 15.8112 | 13.4893 | 10.3494
1910 |  | 16.4787 | 17.7504 | 18.528 | 17.8194 | 20.8677 | 19.6455 | 22.7012 | 23.7644 | 23.8675 | 23.4113 | 23.7636 | 23.763 | 23.7628 | 23.7624 | 23.7842 | 23.7024 | 23.2784 | 23.9748 | 23.9169 | 23.9124 | 23.8523 | 20.2582 | 21.9695 | 20.7405 | 16.0552 | 13.9276 | 14.4155 | 14.8535 | 18.6243 | 16.7922 | 14.1153 | 18.8048 | 21.7092 | 21.5506 | 22.475 | 22.6932 | 20.3946 | 22.3316 | 23.1299 | 23.7358 | 23.2986 | 22.1085 | 23.7452 | 21.9052 | 17.8558 | 14.1103 | 11.5049 | 17.2848 | 19.0053 | 15.7446 | 13.4311 | 10.2958 | 12.4575
1911 |  | 17.3065 | 17.8908 | 17.6323 | 20.7054 | 19.619 | 22.6437 | 23.7648 | 23.8664 | 23.3192 | 23.7639 | 23.7634 | 23.7629 | 23.763 | 23.7873 | 23.747 | 23.627 | 23.9712 | 23.9175 | 23.9147 | 23.8895 | 20.4047 | 22.0326 | 20.8108 | 16.1241 | 14.0102 | 14.5098 | 14.9551 | 18.7231 | 16.905 | 14.2342 | 18.9314 | 21.8417 | 21.7039 | 22.6407 | 22.869 | 20.5719 | 22.5288 | 23.2779 | 23.7365 | 23.2348 | 22.0707 | 23.7467 | 21.8869 | 17.8367 | 14.1038 | 11.5133 | 17.3026 | 19.0133 | 15.7663 | 13.46 | 10.331 | 12.4946 | 8.9216
1912 |  | 17.2967 | 17.3335 | 20.0747 | 18.9999 | 22.0669 | 23.7652 | 23.8642 | 22.8058 | 23.7643 | 23.7637 | 23.7633 | 23.7631 | 23.7897 | 23.7355 | 23.2844 | 23.9592 | 23.9175 | 23.9169 | 23.8901 | 20.5226 | 22.1508 | 20.9609 | 16.2801 | 14.1659 | 14.6849 | 15.1361 | 18.9101 | 17.0895 | 14.4299 | 19.1335 | 22.0532 | 21.919 | 22.5216 | 22.7659 | 20.4844 | 22.4475 | 23.2333 | 23.7057 | 23.0927 | 21.934 | 23.7474 | 21.7764 | 17.7351 | 14.0051 | 11.4383 | 17.2381 | 18.9553 | 15.7086 | 13.4173 | 10.2961 | 12.478 | 8.9064 | 5.8922
1913 |  | 16.2633 | 19.0701 | 17.5987 | 20.7945 | 23.7656 | 23.7074 | 22.5064 | 23.7646 | 23.7641 | 23.7636 | 23.7634 | 23.7959 | 23.7485 | 22.8874 | 23.8431 | 23.9184 | 23.9193 | 23.8907 | 20.6795 | 22.1648 | 20.9609 | 16.2999 | 14.1972 | 14.7221 | 15.194 | 18.9765 | 17.1633 | 14.5024 | 19.2251 | 22.0453 | 21.9207 | 22.3206 | 22.5951 | 20.3304 | 22.3106 | 23.1231 | 23.5669 | 22.9543 | 21.812 | 23.748 | 21.6559 | 17.6428 | 13.9215 | 11.3649 | 17.1837 | 18.9072 | 15.6685 | 13.377 | 10.2715 | 12.4711 | 8.9049 | 5.8954 | 10.4373
1914 |  | 18.6918 | 17.365 | 20.4711 | 23.766 | 23.841 | 22.2584 | 23.765 | 23.7644 | 23.764 | 23.7638 | 23.7798 | 23.7486 | 23.4647 | 23.9459 | 23.9188 | 23.9213 | 23.8908 | 20.6537 | 22.073 | 20.8332 | 16.1916 | 14.124 | 14.6694 | 15.1391 | 18.9424 | 17.1395 | 14.4869 | 19.207 | 21.8862 | 21.7765 | 22.1276 | 22.4106 | 20.1718 | 22.1696 | 23.0145 | 23.3991 | 22.8141 | 21.6884 | 23.6567 | 21.5043 | 17.5119 | 13.8235 | 11.2848 | 17.1047 | 18.8495 | 15.6201 | 13.3367 | 10.2314 | 12.469 | 8.9088 | 5.9063 | 10.4583 | 8.3613
1915 |  | 15.5526 | 18.8043 | 22.6554 | 22.0461 | 21.0469 | 23.7654 | 23.7648 | 23.7644 | 23.7642 | 23.7986 | 23.7489 | 23.2758 | 23.9564 | 23.9192 | 23.9235 | 23.8916 | 20.6162 | 21.9533 | 20.6046 | 15.9713 | 13.9269 | 14.5178 | 14.9996 | 18.8047 | 17.0227 | 14.3806 | 19.1128 | 21.7221 | 21.6345 | 21.9537 | 22.2494 | 20.0227 | 22.0462 | 22.8479 | 23.2322 | 22.6544 | 21.5566 | 23.6132 | 21.4725 | 17.4829 | 13.8122 | 11.3095 | 17.1392 | 18.8739 | 15.6578 | 13.3813 | 10.2829 | 12.5137 | 8.9657 | 5.9699 | 10.5353 | 8.4363 | 6.1413
1916 |  | 18.3804 | 22.5126 | 21.9669 | 20.9696 | 23.7658 | 23.7652 | 23.7648 | 23.7645 | 23.7994 | 23.7493 | 23.713 | 23.9943 | 23.9191 | 23.9257 | 23.8621 | 20.3369 | 21.9424 | 20.5972 | 15.9748 | 13.936 | 14.5505 | 15.0631 | 18.8765 | 17.0951 | 14.4665 | 19.2072 | 21.5672 | 21.4807 | 21.7882 | 22.0965 | 19.8827 | 21.9164 | 22.6606 | 23.0499 | 22.487 | 21.395 | 23.5666 | 21.4377 | 17.4591 | 13.7943 | 11.3183 | 17.1857 | 18.9247 | 15.7065 | 13.443 | 10.3512 | 12.5973 | 9.0438 | 6.0602 | 10.636 | 8.54 | 6.2509 | 5.7676
1917 |  | 18.9998 | 19.3693 | 18.4357 | 22.3354 | 23.7656 | 23.7652 | 23.7649 | 23.8015 | 23.7497 | 23.3669 | 23.9868 | 23.9182 | 23.9281 | 23.8924 | 20.5691 | 21.9196 | 20.5853 | 15.9742 | 13.9486 | 14.5686 | 15.1061 | 18.9575 | 17.1854 | 14.5552 | 19.3147 | 21.4057 | 21.3323 | 21.6142 | 21.9478 | 19.7469 | 21.7927 | 22.4667 | 22.9758 | 22.4291 | 21.352 | 23.4347 | 21.33 | 17.3643 | 13.714 | 11.2516 | 17.1436 | 18.9175 | 15.706 | 13.4419 | 10.3652 | 12.6276 | 9.0787 | 6.0992 | 10.6935 | 8.6014 | 6.323 | 5.8444 | 6.7915
1918 |  | 17.1745 | 16.9133 | 20.028 | 23.766 | 23.7656 | 23.7653 | 23.8027 | 23.75 | 22.8618 | 23.8848 | 23.9171 | 23.9537 | 23.8925 | 20.4534 | 21.869 | 20.537 | 15.9431 | 13.932 | 14.5684 | 15.1065 | 18.9815 | 17.2406 | 14.6196 | 19.3768 | 21.2581 | 21.1988 | 21.4573 | 21.793 | 19.6135 | 21.6717 | 22.2669 | 22.672 | 22.1557 | 21.0979 | 23.4439 | 21.339 | 17.3908 | 13.7529 | 11.309 | 17.2047 | 19.0025 | 15.8179 | 13.56 | 10.4798 | 12.7765 | 9.2304 | 6.2598 | 10.848 | 8.7686 | 6.4996 | 6.026 | 6.9739 | 8.478
1919 |  | 15.1237 | 18.5624 | 22.7417 | 23.5361 | 23.7656 | 23.7404 | 23.6905 | 23.072 | 23.9796 | 23.916 | 23.9479 | 23.8908 | 20.5987 | 22.0734 | 20.7422 | 16.1476 | 14.151 | 14.7991 | 15.3457 | 19.2196 | 17.4961 | 14.8934 | 19.6589 | 21.118 | 21.0781 | 21.2902 | 21.6366 | 19.4616 | 21.5412 | 22.0989 | 22.4652 | 21.9616 | 20.9324 | 23.3833 | 21.2903 | 17.3453 | 13.7264 | 11.3013 | 17.2124 | 19.0059 | 15.8399 | 13.6154 | 10.5416 | 12.8308 | 9.2967 | 6.3379 | 10.934 | 8.847 | 6.5954 | 6.1289 | 7.0836 | 8.5876 | 9.8317
1920 |  | 19.069 | 23.0704 | 23.7664 | 23.766 | 23.8032 | 23.7509 | 23.0604 | 23.941 | 23.9144 | 23.9333 | 23.8893 | 20.6469 | 22.0127 | 20.6879 | 16.1047 | 14.1138 | 14.7852 | 15.3452 | 19.2319 | 17.5142 | 14.9305 | 19.7267 | 20.9781 | 20.9405 | 21.1389 | 21.5005 | 19.3381 | 21.42 | 21.923 | 22.2973 | 21.8068 | 20.7868 | 23.3527 | 21.2729 | 17.3385 | 13.7262 | 11.3265 | 17.2518 | 19.055 | 15.8922 | 13.6867 | 10.6443 | 12.9478 | 9.4075 | 6.4642 | 11.066 | 8.9813 | 6.7307 | 6.2795 | 7.2398 | 8.7454 | 9.9926 | 9.2167
1921 |  | 18.9098 | 20.6598 | 23.0434 | 22.4733 | 22.5872 | 21.9972 | 23.7648 | 23.9138 | 23.9352 | 23.8876 | 20.8024 | 22.1714 | 20.8516 | 16.2756 | 14.2939 | 14.9662 | 15.5469 | 19.4432 | 17.7368 | 15.1534 | 19.9702 | 20.8017 | 20.7771 | 20.9856 | 21.3712 | 19.2213 | 21.3151 | 21.7598 | 22.128 | 21.6525 | 20.6449 | 23.3643 | 21.3043 | 17.3801 | 13.7797 | 11.3909 | 17.3382 | 19.1501 | 15.9974 | 13.7949 | 10.7696 | 13.1158 | 9.5768 | 6.6346 | 11.252 | 9.1685 | 6.9259 | 6.4686 | 7.4443 | 8.9505 | 10.2053 | 9.4244 | 12.8544
1922 |  | 16.9683 | 19.7396 | 19.3154 | 19.5096 | 19.021 | 21.5512 | 21.6671 | 23.8649 | 23.4078 | 19.9564 | 21.4519 | 20.163 | 15.6177 | 13.6628 | 14.3618 | 14.9539 | 18.884 | 17.2019 | 13.9356 | 18.7771 | 20.6175 | 20.6363 | 20.838 | 21.2214 | 19.0936 | 21.1995 | 21.6018 | 21.9516 | 21.5041 | 20.5089 | 23.2799 | 21.2269 | 17.3216 | 13.735 | 11.3663 | 17.3189 | 19.1562 | 16.0165 | 13.8268 | 10.8043 | 13.1918 | 9.6758 | 6.7435 | 11.3562 | 9.2866 | 7.0545 | 6.6032 | 7.5734 | 9.0922 | 10.3569 | 9.5811 | 13.0097 | 12.7349
1923 |  | 17.6405 | 17.2659 | 17.9952 | 17.5277 | 20.2079 | 20.4538 | 23.7652 | 22.2597 | 18.8519 | 20.3179 | 19.0568 | 14.5465 | 12.6333 | 13.366 | 13.9891 | 17.9396 | 15.9711 | 12.7418 | 17.6223 | 20.412 | 20.4574 | 20.6593 | 21.0556 | 18.9336 | 21.0612 | 21.4393 | 21.7974 | 21.3491 | 20.3777 | 23.244 | 21.2018 | 17.3006 | 13.7317 | 11.3804 | 17.348 | 19.1806 | 16.059 | 13.8823 | 10.8706 | 13.2558 | 9.7553 | 6.8588 | 11.4786 | 9.4006 | 7.1852 | 6.7401 | 7.7163 | 9.227 | 10.5137 | 9.7432 | 13.179 | 12.9031 | 14.7729
1924 |  | 15.9654 | 16.8344 | 17.3305 | 18.9617 | 18.7783 | 22.086 | 20.7646 | 17.3845 | 18.8703 | 17.9032 | 13.4233 | 11.5633 | 12.3381 | 12.9933 | 16.2696 | 13.9579 | 10.7814 | 15.7156 | 18.1929 | 18.2838 | 19.495 | 19.9532 | 17.8603 | 20.0085 | 21.034 | 21.6272 | 21.1933 | 20.2229 | 23.087 | 21.0575 | 17.1672 | 13.6106 | 11.2845 | 17.2685 | 19.1131 | 15.9969 | 13.8414 | 10.8426 | 13.2497 | 9.7493 | 6.8756 | 11.5319 | 9.458 | 7.2452 | 6.8171 | 7.8005 | 9.3144 | 10.5976 | 9.846 | 13.2892 | 13.0198 | 14.8918 | 12.7182
1925 |  | 16.1795 | 17.0499 | 18.6465 | 18.7218 | 22.0497 | 20.7487 | 17.3749 | 18.8533 | 17.9003 | 13.4285 | 11.5821 | 12.3822 | 13.0623 | 16.3496 | 14.0492 | 10.8762 | 15.8324 | 18.324 | 17.7213 | 18.9474 | 19.4408 | 17.3955 | 19.5621 | 20.5931 | 21.4682 | 21.0514 | 20.0965 | 23.1747 | 21.1606 | 17.2768 | 13.7268 | 11.4106 | 17.4148 | 19.267 | 16.1598 | 14.0061 | 11.0234 | 13.4487 | 9.9531 | 7.0844 | 11.7612 | 9.7096 | 7.5033 | 7.0679 | 8.0652 | 9.5785 | 10.868 | 10.1064 | 13.5656 | 13.2995 | 15.1749 | 12.9951 | 7.7475
1926 |  | 16.7038 | 18.2628 | 18.6808 | 21.9863 | 20.7318 | 17.3682 | 18.8601 | 17.9098 | 13.4516 | 11.619 | 12.4289 | 13.1239 | 16.4336 | 14.1432 | 10.9809 | 15.9358 | 18.45 | 17.8569 | 18.3897 | 18.8951 | 16.882 | 19.0979 | 20.1481 | 21.3115 | 20.9203 | 19.9742 | 22.9522 | 20.9362 | 17.0723 | 13.5353 | 11.2354 | 17.2509 | 19.1312 | 16.0396 | 13.9015 | 10.9243 | 13.3936 | 9.9088 | 7.0579 | 11.7385 | 9.7071 | 7.5341 | 7.1065 | 8.1005 | 9.6283 | 10.9299 | 10.1755 | 13.6274 | 13.3804 | 15.2638 | 13.091 | 7.8407 | 7.9314
1927 |  | 17.9496 | 18.5112 | 21.7605 | 20.577 | 17.2355 | 18.7516 | 17.8085 | 13.3533 | 11.5424 | 12.3642 | 13.0712 | 16.4085 | 14.1383 | 10.9856 | 15.9542 | 18.4703 | 17.8987 | 18.4475 | 18.2632 | 16.267 | 18.5174 | 19.6175 | 21.1518 | 20.7608 | 19.8382 | 22.7599 | 20.7566 | 16.8961 | 13.3769 | 11.0915 | 17.1201 | 19.003 | 15.9321 | 13.8095 | 10.8459 | 13.3157 | 9.8493 | 7.0178 | 11.7144 | 9.6815 | 7.5331 | 7.1414 | 8.1437 | 9.6655 | 10.9914 | 10.2445 | 13.7053 | 13.4536 | 15.3558 | 13.1899 | 7.9414 | 8.0369 | 10.9436
1928 |  | 17.2218 | 19.4476 | 18.3378 | 15.0382 | 17.5298 | 16.6186 | 12.1949 | 10.7736 | 10.9239 | 10.9628 | 14.3529 | 12.1456 | 10.8373 | 14.732 | 17.2844 | 16.7378 | 17.3326 | 17.179 | 14.5111 | 16.7994 | 17.9586 | 20.5627 | 20.1946 | 19.2809 | 22.4789 | 20.4881 | 16.6408 | 13.1291 | 10.8673 | 16.9102 | 18.8049 | 15.7468 | 13.6468 | 10.6982 | 13.1919 | 9.728 | 6.922 | 11.6347 | 9.6123 | 7.4741 | 7.1078 | 8.1469 | 9.6738 | 10.9979 | 10.2717 | 13.7415 | 13.4977 | 15.3957 | 13.252 | 8.0067 | 8.1134 | 11.0211 | 14.0383
1929 |  | 18.1411 | 17.4799 | 14.2118 | 16.7217 | 15.8402 | 11.4383 | 10.763 | 10.9138 | 10.981 | 13.9983 | 11.8085 | 10.524 | 14.4508 | 17.0234 | 16.4939 | 17.0965 | 16.9709 | 14.32 | 15.9203 | 17.0976 | 19.742 | 19.4337 | 18.5434 | 21.7596 | 19.8015 | 15.976 | 12.4858 | 10.2422 | 16.3162 | 18.23 | 15.1926 | 13.1117 | 10.1924 | 12.7163 | 9.2712 | 6.485 | 11.2323 | 9.2273 | 7.1147 | 6.7603 | 7.8318 | 9.3996 | 10.7416 | 10.017 | 13.5122 | 13.2813 | 15.1923 | 13.0467 | 7.8165 | 7.9412 | 10.8579 | 13.8782 | 10.6381
1930 |  | 16.4076 | 13.2688 | 15.8425 | 14.9816 | 10.2903 | 9.2729 | 10.4761 | 10.5451 | 13.9767 | 11.7961 | 9.4475 | 13.8053 | 16.4135 | 15.9079 | 16.5362 | 16.4221 | 13.8018 | 15.4265 | 15.9219 | 18.5916 | 18.3276 | 17.4979 | 20.9346 | 18.9897 | 15.1958 | 11.7295 | 9.5143 | 15.6029 | 17.5527 | 14.5393 | 12.4802 | 9.5808 | 12.1552 | 8.7316 | 5.9743 | 10.7361 | 8.7617 | 6.6771 | 6.3473 | 7.4307 | 9.0282 | 10.4183 | 9.7094 | 13.2037 | 12.9991 | 14.925 | 12.7932 | 7.5649 | 7.7159 | 10.6421 | 13.6786 | 10.4436 | 12.3802
1931 |  | 12.0544 | 14.8177 | 13.9818 | 10.3231 | 9.7101 | 10.2266 | 10.6942 | 14.1245 | 11.9577 | 9.615 | 13.983 | 16.6109 | 16.1245 | 16.7634 | 16.6584 | 14.037 | 15.6784 | 16.1835 | 18.1557 | 17.9026 | 17.1052 | 20.8022 | 18.8679 | 15.0764 | 11.6268 | 9.4252 | 15.5258 | 17.4703 | 14.4749 | 12.4271 | 9.5372 | 12.1107 | 8.7049 | 5.9661 | 10.7434 | 8.7667 | 6.706 | 6.3903 | 7.4868 | 9.0859 | 10.5022 | 9.8142 | 13.316 | 13.106 | 15.0501 | 12.9245 | 7.6972 | 7.8489 | 10.7877 | 13.8342 | 10.601 | 12.5458 | 21.9661
1932 |  | 16.8857 | 16.1154 | 11.7713 | 10.7491 | 10.9392 | 11.0225 | 14.4589 | 12.2864 | 11.0271 | 14.9964 | 17.6152 | 17.1351 | 17.7795 | 17.6656 | 15.0363 | 16.6609 | 17.172 | 19.1391 | 18.1795 | 17.3789 | 20.6444 | 18.7473 | 14.9689 | 11.5251 | 9.3451 | 15.4571 | 17.4107 | 14.4184 | 12.3879 | 9.5075 | 12.0944 | 8.6916 | 5.9746 | 10.7655 | 8.7972 | 6.7446 | 6.452 | 7.561 | 9.1723 | 10.5866 | 9.9224 | 13.4571 | 13.253 | 15.1909 | 13.0857 | 7.8594 | 8.0201 | 10.9503 | 14.0235 | 10.7921 | 12.7451 | 22.1629 | 23.8158
1933 |  | 14.3806 | 10.1599 | 9.617 | 10.8376 | 10.947 | 14.3975 | 12.236 | 10.5941 | 14.9808 | 17.613 | 17.1429 | 17.8137 | 17.7232 | 15.1047 | 16.7404 | 17.2501 | 19.2384 | 18.2889 | 16.7937 | 20.5073 | 18.6367 | 14.8831 | 11.4526 | 9.2818 | 15.4132 | 17.3754 | 14.3935 | 12.3646 | 9.5009 | 12.1012 | 8.7059 | 6.0001 | 10.8149 | 8.8544 | 6.8174 | 6.527 | 7.6591 | 9.282 | 10.7078 | 10.0415 | 13.6004 | 13.4233 | 15.3659 | 13.2516 | 8.0327 | 8.2032 | 11.1348 | 14.1978 | 10.9754 | 12.9384 | 22.3614 | 23.8195 | 23.7189
1934 |  | 10.9979 | 10.6463 | 10.8223 | 10.9354 | 14.0252 | 11.8793 | 10.6391 | 14.6431 | 17.3007 | 16.8463 | 17.536 | 17.4792 | 14.8859 | 16.539 | 17.0667 | 19.0626 | 18.1405 | 16.6615 | 20.56 | 18.689 | 14.9542 | 11.5479 | 9.3926 | 15.5219 | 17.5044 | 14.5309 | 12.5088 | 9.642 | 12.273 | 8.8826 | 6.1835 | 11.0006 | 9.0559 | 7.0323 | 6.7516 | 7.8811 | 9.5238 | 10.9583 | 10.2999 | 13.8529 | 13.6964 | 15.6716 | 13.5596 | 8.3305 | 8.5151 | 11.445 | 14.5141 | 11.2827 | 13.2585 | 22.6855 | 23.8215 | 23.72 | 23.851
1935 |  | 14.8238 | 15.9893 | 16.0133 | 18.0402 | 16.5418 | 13.4398 | 18.4946 | 18.3116 | 18.539 | 18.6774 | 18.9702 | 16.7549 | 18.3946 | 19.4111 | 19.9863 | 19.0489 | 17.5755 | 20.9531 | 19.0872 | 15.3487 | 11.9526 | 9.826 | 15.9573 | 17.9246 | 14.9595 | 12.9392 | 10.0717 | 12.6847 | 9.3012 | 6.6047 | 11.4242 | 9.4708 | 7.4604 | 7.1846 | 8.3185 | 9.9543 | 11.4072 | 10.7526 | 14.3124 | 14.1485 | 16.1403 | 14.0537 | 8.8178 | 8.9952 | 11.9309 | 15.0034 | 11.7675 | 13.7374 | 23.1776 | 23.8235 | 23.7207 | 23.8847 | 23.7484
1936 |  | 16.3873 | 17.1145 | 18.6815 | 17.1195 | 14.7282 | 19.677 | 18.4566 | 18.4 | 18.4893 | 18.779 | 16.9052 | 19.2719 | 19.253 | 19.7949 | 19.5848 | 18.102 | 20.8618 | 19.0128 | 15.288 | 11.8993 | 9.795 | 15.9671 | 17.942 | 14.9784 | 12.974 | 10.1144 | 12.7394 | 9.3536 | 6.6725 | 11.5011 | 9.5536 | 7.5521 | 7.2976 | 8.443 | 10.0898 | 11.5398 | 10.908 | 14.4796 | 14.3259 | 16.3162 | 14.254 | 9.0307 | 9.2154 | 12.142 | 15.2405 | 12.0056 | 13.9829 | 23.3757 | 23.7804 | 23.7214 | 23.8867 | 23.7494 | 22.1371
1937 |  | 16.0841 | 17.6618 | 16.1852 | 13.8138 | 18.902 | 17.9917 | 18.1991 | 18.3011 | 18.5896 | 16.7258 | 19.1052 | 19.0329 | 19.6193 | 19.4253 | 17.9575 | 20.1638 | 18.3475 | 14.6485 | 11.284 | 9.2007 | 15.4075 | 17.4257 | 14.4829 | 12.4897 | 9.6568 | 12.3045 | 8.9357 | 6.2672 | 11.1263 | 9.1942 | 7.2117 | 6.9728 | 8.1501 | 9.8172 | 11.2867 | 10.661 | 14.264 | 14.1279 | 16.1362 | 14.0765 | 8.8694 | 9.0983 | 12.0333 | 15.1273 | 11.9072 | 13.9003 | 23.3238 | 23.8076 | 23.7222 | 23.7685 | 23.75 | 22.1395 | 18.7939
1938 |  | 17.3539 | 15.9791 | 13.6236 | 18.7212 | 18.3611 | 18.0426 | 18.1286 | 18.4135 | 16.5699 | 18.966 | 18.8142 | 19.3781 | 19.2116 | 18.4657 | 20.5347 | 18.7125 | 15.0252 | 11.6668 | 10.6633 | 16.4612 | 18.488 | 15.5585 | 13.5567 | 10.7022 | 13.3636 | 9.9811 | 7.3 | 12.1363 | 10.2015 | 8.2085 | 7.9589 | 9.12 | 10.7906 | 12.2539 | 11.6215 | 15.2051 | 15.0761 | 17.081 | 15.0163 | 9.7878 | 10.0222 | 12.9726 | 16.0603 | 12.8196 | 14.8138 | 23.7434 | 23.8297 | 23.7229 | 23.8913 | 23.746 | 21.9469 | 18.6072 | 14.6896
1939 |  | 13.8286 | 11.6103 | 16.7777 | 17.5579 | 17.8356 | 17.9473 | 18.2241 | 16.3858 | 18.8033 | 18.6071 | 19.1558 | 19.0198 | 17.5974 | 19.6378 | 17.8436 | 14.1759 | 10.8482 | 9.8762 | 14.9993 | 17.0515 | 14.1701 | 12.2292 | 9.4136 | 12.0942 | 8.7541 | 6.1124 | 10.9863 | 9.0723 | 7.1225 | 6.9091 | 8.1043 | 9.8031 | 11.3144 | 10.715 | 14.3319 | 14.2214 | 16.2682 | 14.2326 | 9.0263 | 9.2859 | 12.2727 | 15.4149 | 12.1912 | 14.2013 | 23.5363 | 23.8317 | 23.7236 | 23.8933 | 23.7512 | 22.1581 | 18.8214 | 14.9046 | 12.5692
1940 |  | 13.1543 | 18.5612 | 17.914 | 17.6783 | 17.7534 | 18.0469 | 16.2216 | 18.6402 | 18.4469 | 18.9752 | 18.8515 | 18.1586 | 20.2139 | 18.4199 | 14.7523 | 11.4206 | 10.4586 | 15.5847 | 16.9318 | 14.0576 | 12.1388 | 9.3544 | 12.0547 | 8.7143 | 6.0901 | 10.9751 | 9.0688 | 7.1219 | 6.9295 | 8.1349 | 9.8425 | 11.357 | 10.7823 | 14.4137 | 14.315 | 16.3619 | 14.3523 | 9.1501 | 9.4246 | 12.4093 | 15.5838 | 12.3899 | 14.4085 | 23.6427 | 24.0305 | 23.7243 | 23.8404 | 23.7519 | 22.1777 | 18.8488 | 14.9398 | 12.6113 | 10.1605
1941 |  | 19.0177 | 19.3633 | 18.5724 | 18.3646 | 17.8851 | 16.0748 | 18.5065 | 18.2457 | 18.768 | 18.6574 | 17.9779 | 20.4122 | 18.6382 | 14.978 | 11.6511 | 10.6883 | 16.5374 | 18.5884 | 14.9894 | 13.0575 | 10.2736 | 12.9971 | 9.6443 | 7.0029 | 11.8894 | 9.9713 | 8.0152 | 7.8037 | 9.011 | 10.7089 | 12.2148 | 11.627 | 15.2701 | 15.1683 | 17.213 | 15.1858 | 9.9793 | 10.2546 | 13.2336 | 16.3904 | 13.1981 | 15.2441 | 23.7452 | 24.0327 | 23.7251 | 23.8476 | 23.7525 | 22.1749 | 18.8623 | 14.9614 | 12.6472 | 10.1951 | 13.6325
1942 |  | 16.8022 | 17.1938 | 17.4066 | 17.6916 | 15.9037 | 18.3181 | 18.0732 | 18.59 | 18.4907 | 17.8233 | 19.0641 | 17.3367 | 13.721 | 10.4303 | 9.5083 | 14.6792 | 16.4662 | 12.9218 | 10.3327 | 7.6124 | 10.4268 | 7.152 | 4.5831 | 9.5236 | 7.6751 | 5.7824 | 5.6329 | 6.8879 | 8.6532 | 10.2126 | 9.6768 | 13.3639 | 13.324 | 15.4193 | 13.4404 | 8.2687 | 8.6073 | 11.6305 | 14.8355 | 11.6746 | 13.7748 | 23.2885 | 24.0349 | 23.7257 | 23.8473 | 23.7531 | 22.1654 | 18.85 | 14.9636 | 12.6642 | 10.217 | 13.6609 | 10.996
1943 |  | 15.6546 | 17.0993 | 17.5048 | 15.3027 | 17.0734 | 17.8456 | 18.4054 | 18.3033 | 16.9513 | 19.4428 | 17.7175 | 14.1091 | 10.8301 | 9.9111 | 15.0914 | 16.4864 | 12.9607 | 10.3893 | 8.7527 | 11.1527 | 7.8813 | 5.3312 | 10.2667 | 8.3982 | 6.5074 | 6.3533 | 7.6029 | 9.3508 | 10.918 | 10.376 | 14.064 | 14.0164 | 16.1234 | 14.1444 | 8.9639 | 9.2959 | 12.3262 | 15.5353 | 12.3703 | 14.4655 | 23.7086 | 24.0408 | 23.7265 | 23.9024 | 23.7537 | 22.1939 | 18.8851 | 14.999 | 12.7234 | 10.2805 | 13.7355 | 11.0685 | 16.2858
1944 |  | 16.7849 | 17.2117 | 15.4438 | 17.9217 | 17.7104 | 18.2085 | 18.1202 | 16.77 | 19.0957 | 17.3843 | 13.7913 | 10.5365 | 9.6437 | 14.8475 | 16.2592 | 12.7416 | 10.314 | 8.692 | 10.7869 | 7.1433 | 4.6296 | 9.6215 | 7.7744 | 5.901 | 5.7816 | 7.0546 | 8.824 | 10.3984 | 9.8894 | 13.6013 | 13.5717 | 15.6938 | 13.7511 | 8.5858 | 8.9443 | 11.9821 | 15.233 | 12.0841 | 14.2025 | 23.5774 | 24.0435 | 23.7281 | 23.8985 | 23.7543 | 22.2131 | 18.9121 | 15.0338 | 12.7608 | 10.3329 | 13.8012 | 11.1376 | 16.3593 | 17.3322
1945 |  | 16.0122 | 14.3786 | 16.8941 | 17.5104 | 18.0765 | 17.9431 | 16.6048 | 18.6791 | 16.9951 | 13.4191 | 10.5801 | 9.7066 | 14.9365 | 16.3584 | 12.8507 | 10.2979 | 8.6951 | 11.3118 | 8.3468 | 5.8122 | 10.8027 | 8.9514 | 7.0682 | 6.9234 | 8.1922 | 9.9459 | 11.5056 | 10.969 | 14.6853 | 14.6439 | 16.7561 | 14.7967 | 9.6227 | 9.9768 | 13.0051 | 16.2342 | 13.0837 | 15.2017 | 23.7487 | 24.046 | 23.7288 | 23.9059 | 23.7549 | 22.2103 | 18.9256 | 15.0554 | 12.7967 | 10.3624 | 13.8528 | 11.193 | 16.4257 | 17.3979 | 23.5182
1946 |  | 13.571 | 16.2239 | 17.3054 | 17.8806 | 17.7642 | 16.4388 | 19.4561 | 17.7608 | 14.1863 | 10.9404 | 10.0685 | 15.3256 | 16.7677 | 13.2639 | 10.7207 | 9.1119 | 11.2527 | 8.6967 | 6.0018 | 10.9917 | 9.1587 | 7.3118 | 7.1733 | 8.4357 | 10.2044 | 11.7684 | 11.2357 | 14.9453 | 14.92 | 17.0387 | 15.0837 | 9.9042 | 10.2751 | 13.3077 | 16.548 | 13.3934 | 15.53 | 23.7493 | 24.0486 | 23.7295 | 23.8528 | 23.7564 | 22.2254 | 18.9375 | 15.0812 | 12.837 | 10.407 | 13.8959 | 11.2491 | 16.4944 | 17.474 | 23.5609 | 23.9041
1947 |  | 17.459 | 17.083 | 17.7261 | 17.5874 | 16.99 | 18.9017 | 17.2209 | 13.6579 | 10.4356 | 9.5828 | 15.5736 | 17.7342 | 14.2304 | 11.6814 | 10.0638 | 11.7902 | 9.6264 | 6.408 | 11.4047 | 9.5634 | 7.7291 | 7.6225 | 8.8856 | 10.643 | 12.2211 | 11.6886 | 15.4044 | 15.3675 | 17.5001 | 15.5461 | 10.3622 | 10.7343 | 13.7787 | 17.0276 | 13.8736 | 16.0099 | 23.7499 | 24.0512 | 23.7303 | 23.9029 | 23.7571 | 22.2653 | 18.9839 | 15.1278 | 12.9072 | 10.4812 | 13.9811 | 11.3283 | 16.5967 | 17.5831 | 23.6238 | 23.9055 | 23.7386
1948 |  | 16.6949 | 17.4444 | 17.4027 | 16.8095 | 18.5885 | 16.9203 | 13.3721 | 10.525 | 9.6839 | 15.6927 | 17.5346 | 14.0598 | 11.5352 | 9.934 | 11.6775 | 9.5183 | 6.3656 | 11.379 | 9.5508 | 7.7233 | 7.6408 | 8.9433 | 10.7089 | 12.2812 | 11.7692 | 15.4974 | 15.4677 | 17.5974 | 15.6659 | 10.4852 | 10.8672 | 13.9137 | 17.1938 | 14.0468 | 16.1972 | 23.7506 | 24.0539 | 23.731 | 23.9185 | 23.7577 | 22.2907 | 19.042 | 15.1932 | 12.9747 | 10.5632 | 14.0757 | 11.4259 | 16.6904 | 17.6997 | 23.6857 | 23.9061 | 23.7396 | 22.4951
1949 |  | 17.1118 | 17.1133 | 16.5329 | 19.746 | 17.4804 | 13.9307 | 10.7138 | 9.87 | 15.6191 | 17.4718 | 14.0076 | 11.5117 | 9.9316 | 11.6901 | 9.5405 | 6.4581 | 11.4945 | 9.6746 | 7.8589 | 7.7774 | 9.1015 | 10.9026 | 12.4804 | 11.961 | 15.7109 | 15.6862 | 17.8227 | 15.8825 | 10.7093 | 11.1002 | 14.1506 | 17.4258 | 14.2918 | 16.4564 | 23.7512 | 24.0564 | 23.7318 | 23.9212 | 23.7584 | 22.2944 | 19.0668 | 15.252 | 13.0474 | 10.6288 | 14.1627 | 11.5159 | 16.7908 | 17.791 | 23.7324 | 23.9067 | 23.7403 | 22.6388 | 19.6795
1950 |  | 15.2511 | 14.8322 | 17.5609 | 15.9273 | 12.4242 | 10.3222 | 9.1121 | 14.4613 | 16.3612 | 12.9271 | 10.4627 | 8.9267 | 11.1245 | 8.6164 | 5.9607 | 11.01 | 9.2221 | 7.4326 | 7.3753 | 8.711 | 10.5447 | 12.1703 | 11.6664 | 15.4202 | 15.4221 | 17.5755 | 15.65 | 10.4797 | 10.8955 | 13.9576 | 17.2474 | 14.1237 | 16.3145 | 23.7519 | 24.059 | 23.7325 | 23.9238 | 23.759 | 22.0595 | 18.8384 | 15.0465 | 12.8903 | 10.4799 | 14.0162 | 11.3861 | 16.6773 | 17.6885 | 23.6904 | 23.9071 | 23.7409 | 22.4223 | 19.4703 | 14.3942
1951 |  | 14.7777 | 17.7657 | 16.1393 | 12.6327 | 10.5403 | 9.3326 | 15.4044 | 17.2597 | 13.8237 | 11.3534 | 9.8099 | 11.6204 | 9.504 | 6.3974 | 11.4536 | 9.6557 | 7.8767 | 7.8253 | 9.1654 | 10.9916 | 12.6351 | 12.1575 | 15.9157 | 15.9052 | 18.0717 | 16.1467 | 10.9727 | 11.3803 | 14.4517 | 17.7437 | 14.6182 | 16.8095 | 23.7525 | 24.0617 | 23.7332 | 23.8846 | 23.7596 | 22.3239 | 19.11 | 15.3181 | 13.1865 | 10.8043 | 14.3467 | 11.7059 | 17.0154 | 18.0288 | 23.7427 | 23.908 | 23.7415 | 22.1888 | 19.2479 | 14.1789 | 11.2921
1952 |  | 18.071 | 16.5399 | 13.0378 | 10.5525 | 9.744 | 15.8284 | 17.9081 | 14.8416 | 12.3693 | 10.8135 | 12.615 | 10.4924 | 7.6253 | 11.964 | 10.8535 | 9.054 | 8.9986 | 10.3291 | 11.4389 | 13.073 | 12.6119 | 16.4039 | 16.3929 | 18.5489 | 16.639 | 11.4621 | 11.8711 | 14.9308 | 18.2427 | 15.1159 | 17.3086 | 23.7529 | 24.0644 | 23.7339 | 23.9212 | 23.7603 | 22.3493 | 19.148 | 15.368 | 13.2441 | 10.8806 | 14.4643 | 11.8261 | 17.1314 | 18.1673 | 23.7434 | 23.9086 | 23.7421 | 22.0491 | 19.1177 | 14.0569 | 11.173 | 7.6662
1953 |  | 13.6445 | 10.9807 | 8.9437 | 8.2237 | 13.6896 | 15.2377 | 11.85 | 10.8337 | 9.3274 | 11.1704 | 8.0142 | 5.6932 | 10.8075 | 9.0436 | 7.2972 | 7.2843 | 8.6748 | 10.5385 | 11.4971 | 11.0674 | 14.9185 | 14.9762 | 17.1703 | 15.2827 | 10.1454 | 10.5943 | 13.6877 | 17.0154 | 13.9278 | 16.1568 | 23.7533 | 24.0662 | 23.7347 | 23.8282 | 23.7609 | 22.3524 | 19.1724 | 15.4045 | 13.3001 | 10.9339 | 14.5445 | 11.9382 | 17.2534 | 18.2797 | 23.744 | 23.9092 | 23.7427 | 22.5573 | 19.6298 | 14.565 | 11.6752 | 8.1559 | 10.3819
1954 |  | 11.9632 | 10.0624 | 8.8973 | 14.4298 | 16.6973 | 13.29 | 10.8615 | 9.356 | 11.2308 | 8.7718 | 6.1637 | 11.296 | 9.5438 | 7.8007 | 7.7901 | 9.172 | 10.8244 | 11.7921 | 11.2058 | 15.0557 | 15.1354 | 17.3677 | 15.4861 | 10.3432 | 10.8076 | 13.9045 | 17.2389 | 14.1467 | 16.3896 | 23.7537 | 24.0681 | 23.7351 | 23.8511 | 23.7616 | 22.275 | 19.0985 | 15.3506 | 13.2676 | 10.9113 | 14.5269 | 11.9396 | 17.2966 | 18.3309 | 23.7446 | 23.9095 | 23.7434 | 22.7722 | 19.8386 | 14.7808 | 11.8908 | 8.3703 | 10.6165 | 16.7638
1955 |  | 12.4774 | 10.8621 | 17.6704 | 17.4419 | 14.7419 | 13.0028 | 11.0757 | 13.2898 | 10.5413 | 8.7885 | 12.7914 | 10.7027 | 9.6436 | 9.9093 | 11.3215 | 12.0645 | 13.0333 | 11.8929 | 15.0415 | 15.1226 | 17.381 | 15.5392 | 10.4013 | 10.8666 | 13.9813 | 17.326 | 14.24 | 16.4834 | 23.7541 | 24.0701 | 23.7356 | 23.8338 | 23.7622 | 22.383 | 19.2166 | 15.4717 | 13.4163 | 11.0666 | 14.6969 | 12.107 | 17.4906 | 18.5543 | 23.7452 | 23.9105 | 23.744 | 22.7042 | 19.7781 | 14.7214 | 11.8444 | 8.3287 | 10.6005 | 16.7523 | 14.6152
1956 |  | 13.9353 | 18.1593 | 17.7385 | 15.0331 | 13.3063 | 11.0542 | 13.9863 | 10.7966 | 9.4366 | 13.4418 | 10.9629 | 10.3093 | 10.9734 | 11.2263 | 12.367 | 13.3282 | 12.206 | 15.3656 | 14.7477 | 17.0156 | 15.2086 | 10.0909 | 10.5802 | 13.6992 | 17.0783 | 14.0055 | 16.2647 | 23.6725 | 24.0722 | 23.736 | 23.8654 | 23.7626 | 22.4078 | 19.254 | 15.521 | 13.4733 | 11.1424 | 14.7908 | 12.2089 | 17.5939 | 18.6855 | 23.7467 | 23.9111 | 23.7446 | 22.6494 | 19.7315 | 14.6816 | 11.8015 | 8.2998 | 10.5991 | 16.76 | 14.625 | 21.8343
1957 |  | 18.6796 | 18.7043 | 15.9923 | 14.2511 | 11.6385 | 14.5719 | 11.3827 | 10.0142 | 14.0344 | 11.5507 | 10.508 | 11.1852 | 11.8452 | 12.9857 | 13.947 | 12.8118 | 15.9872 | 15.3702 | 16.935 | 15.1285 | 10.0293 | 10.5609 | 13.6896 | 17.0612 | 14.0041 | 16.2763 | 23.6536 | 24.074 | 23.7364 | 23.9184 | 23.763 | 22.4148 | 19.2811 | 15.56 | 13.5314 | 11.1977 | 14.873 | 12.2994 | 17.7001 | 18.7875 | 23.7474 | 23.9126 | 23.7452 | 22.7368 | 19.8308 | 14.785 | 11.907 | 8.3978 | 10.7293 | 16.8965 | 14.7675 | 21.9801 | 22.4225
1958 |  | 16.6198 | 14.0442 | 12.3542 | 10.8586 | 13.2341 | 10.5318 | 8.807 | 12.8565 | 10.416 | 9.7922 | 10.1119 | 11.2102 | 12.0015 | 12.9941 | 11.8889 | 15.0832 | 14.5071 | 16.1039 | 13.6213 | 8.5561 | 9.1419 | 12.3327 | 15.7468 | 12.715 | 15.0301 | 22.7627 | 24.076 | 23.7368 | 23.875 | 23.7634 | 22.4272 | 19.2989 | 15.595 | 13.5852 | 11.2597 | 14.9384 | 12.3824 | 17.8005 | 18.8998 | 23.748 | 23.9129 | 23.7467 | 22.6177 | 19.7121 | 14.6796 | 11.8077 | 8.3048 | 10.6554 | 16.8444 | 14.7252 | 21.9474 | 22.3909 | 23.4614
1959 |  | 12.64 | 11.1216 | 9.6715 | 11.576 | 9.556 | 7.6451 | 11.7376 | 10.6901 | 9.6934 | 9.7233 | 10.9384 | 12.1433 | 13.1598 | 12.0634 | 15.2704 | 14.6906 | 16.3087 | 13.8355 | 8.7759 | 9.3614 | 12.572 | 16.0225 | 12.9933 | 15.3054 | 22.9196 | 24.078 | 23.7372 | 23.9433 | 23.7638 | 22.4391 | 19.3189 | 15.6231 | 13.64 | 11.3239 | 15.0189 | 12.4623 | 17.9088 | 19.0199 | 23.7487 | 23.9139 | 23.7474 | 22.4093 | 19.514 | 14.4854 | 11.6291 | 8.1341 | 10.5129 | 16.7016 | 14.6051 | 21.8394 | 22.2937 | 23.4112 | 23.7396
1960 |  | 14.1276 | 11.7012 | 14.7255 | 10.8651 | 9.5445 | 13.6159 | 11.1657 | 10.5269 | 10.8649 | 11.5895 | 12.7901 | 13.8156 | 12.7313 | 15.9411 | 15.3599 | 16.9667 | 14.5071 | 10.1307 | 10.5519 | 13.7422 | 17.202 | 14.1764 | 16.4823 | 23.7522 | 24.08 | 23.7376 | 23.9451 | 23.7641 | 22.4468 | 19.3358 | 15.6492 | 13.6744 | 11.3783 | 15.0919 | 12.5437 | 17.9919 | 19.1314 | 23.7493 | 23.9145 | 23.748 | 22.4715 | 19.6113 | 14.5871 | 11.7248 | 8.2407 | 10.6442 | 16.8393 | 14.7377 | 21.9874 | 22.4516 | 23.4967 | 23.7406 | 23.737
1961 |  | 12.946 | 16.172 | 13.0157 | 10.4048 | 14.4938 | 12.4149 | 10.6965 | 11.0287 | 11.776 | 12.9816 | 14.013 | 12.943 | 16.1788 | 15.6046 | 17.2203 | 14.7534 | 10.4061 | 10.6623 | 12.7552 | 16.2292 | 13.2421 | 15.6083 | 23.0169 | 24.0819 | 23.738 | 23.9387 | 23.7645 | 22.3824 | 19.2901 | 15.6138 | 13.6522 | 11.3606 | 15.101 | 12.5624 | 18.0277 | 19.1643 | 23.7499 | 23.9151 | 23.7487 | 22.2323 | 19.3954 | 14.3941 | 11.5398 | 8.0547 | 10.4968 | 16.7038 | 14.6136 | 21.8642 | 22.3509 | 23.4463 | 23.7412 | 23.4664 | 23.7388
1962 |  | 17.0752 | 14.0147 | 11.5841 | 16.7569 | 14.9784 | 13.2277 | 12.8903 | 13.6058 | 14.7957 | 15.802 | 14.7069 | 17.9343 | 17.3498 | 18.9455 | 16.4571 | 10.6844 | 10.9557 | 13.0561 | 16.5394 | 13.5502 | 15.9319 | 22.9076 | 24.0839 | 23.7383 | 23.8942 | 23.7649 | 22.1846 | 19.0943 | 15.4373 | 13.4917 | 11.211 | 14.9601 | 12.443 | 17.9297 | 19.082 | 23.7506 | 23.9155 | 23.7493 | 22.0635 | 19.2328 | 14.2485 | 11.4255 | 7.9654 | 10.4062 | 16.6355 | 14.5554 | 21.8159 | 22.2966 | 23.4268 | 23.7418 | 23.6652 | 23.7399 | 23.5724
1963 |  | 12.1543 | 10.5531 | 15.8027 | 13.8163 | 11.4001 | 10.8747 | 11.6463 | 12.8721 | 13.9386 | 12.8882 | 16.1682 | 15.6375 | 17.2948 | 14.8501 | 10.5143 | 10.7918 | 12.9188 | 15.7131 | 12.0459 | 14.4621 | 22.0776 | 24.0886 | 23.7387 | 23.9505 | 23.7653 | 22.4869 | 19.3993 | 15.7385 | 13.8093 | 11.5305 | 15.285 | 12.7674 | 18.276 | 19.4357 | 23.7512 | 23.9164 | 23.7499 | 22.1029 | 19.2827 | 14.3001 | 11.4932 | 8.0599 | 10.5233 | 16.7469 | 14.6845 | 21.9524 | 22.4392 | 23.4854 | 23.7424 | 23.7401 | 23.7405 | 23.011 | 23.7386
1964 |  | 13.1792 | 18.0787 | 16.2821 | 14.5252 | 14.5189 | 15.9422 | 17.3789 | 18.7595 | 17.6397 | 19.1056 | 18.8861 | 19.3277 | 16.8753 | 11.1159 | 11.0109 | 13.5201 | 17.0396 | 13.3595 | 15.0589 | 22.5687 | 24.0915 | 23.7395 | 23.9001 | 23.7657 | 22.2927 | 19.2181 | 15.5704 | 13.6454 | 11.3882 | 15.1589 | 12.6508 | 18.1666 | 19.3581 | 23.7519 | 23.9171 | 23.5876 | 21.783 | 18.9812 | 14.0131 | 11.213 | 7.8029 | 10.3228 | 16.5596 | 14.4984 | 21.7878 | 22.2864 | 23.42 | 23.7431 | 23.7407 | 23.7411 | 23.5699 | 23.7396 | 23.7394
1965 |  | 17.9452 | 16.2373 | 14.4999 | 14.4956 | 15.9475 | 17.8151 | 18.6008 | 18.185 | 18.9122 | 18.6975 | 19.1117 | 17.384 | 12.3401 | 12.2238 | 15.4284 | 18.9058 | 15.2081 | 16.888 | 23.1403 | 24.0942 | 23.7401 | 23.9568 | 23.7661 | 22.5023 | 19.4412 | 15.7987 | 13.8819 | 11.6169 | 15.4051 | 12.8994 | 18.4226 | 19.6106 | 23.7525 | 23.9177 | 23.7366 | 21.9389 | 19.1527 | 14.1901 | 11.3958 | 7.9806 | 10.5361 | 16.8014 | 14.7442 | 22.0274 | 22.5458 | 23.5398 | 23.7437 | 23.6485 | 23.7417 | 23.3799 | 23.7403 | 23.7404 | 23.8508
1966 |  | 13.525 | 11.9342 | 11.9919 | 13.5083 | 15.4411 | 16.4745 | 15.4041 | 18.6889 | 18.498 | 18.9055 | 16.4855 | 10.7587 | 11.0818 | 13.2286 | 16.7604 | 13.5892 | 15.321 | 22.2781 | 24.097 | 23.7407 | 23.9595 | 23.7668 | 22.5271 | 19.4638 | 15.8363 | 13.9315 | 11.6732 | 15.4588 | 12.9682 | 18.5039 | 19.6998 | 23.7529 | 23.9181 | 23.7441 | 21.9582 | 19.1746 | 14.2255 | 11.4403 | 8.0332 | 10.6082 | 16.8976 | 14.867 | 22.1559 | 22.6651 | 23.6304 | 23.7443 | 23.7265 | 23.7423 | 23.4827 | 23.7409 | 23.741 | 23.8521 | 23.1716
1967 |  | 13.9484 | 14.1871 | 15.7266 | 17.6135 | 18.2495 | 17.1549 | 18.5392 | 18.3239 | 18.7298 | 17.026 | 11.2986 | 11.247 | 14.1811 | 17.7089 | 14.0479 | 15.7758 | 22.2476 | 24.0998 | 23.7413 | 23.8782 | 23.7674 | 22.4631 | 19.4159 | 15.7928 | 13.912 | 11.6621 | 15.4597 | 12.9672 | 18.5276 | 19.7325 | 23.7533 | 23.9187 | 23.3262 | 21.545 | 18.7807 | 13.8417 | 11.0809 | 7.6916 | 10.3022 | 16.5994 | 14.5994 | 21.9308 | 22.4528 | 23.5149 | 23.7449 | 23.7426 | 23.7429 | 23.6325 | 23.7415 | 23.7416 | 23.8528 | 23.2739 | 23.7393
1968 |  | 15.5643 | 17.3026 | 17.6426 | 18.0758 | 17.7126 | 18.5809 | 18.1312 | 18.5436 | 16.8657 | 11.8523 | 12.5133 | 15.7746 | 19.3034 | 15.623 | 17.3335 | 23.0713 | 24.1026 | 23.7419 | 23.9648 | 23.768 | 22.5785 | 19.5549 | 15.9416 | 14.0613 | 11.8267 | 15.6346 | 13.146 | 18.701 | 19.9281 | 23.7537 | 23.1561 | 22.8522 | 21.105 | 18.3614 | 13.4394 | 10.6913 | 7.3292 | 9.975 | 16.293 | 14.3013 | 21.6618 | 22.2249 | 23.3978 | 23.7455 | 23.7432 | 23.7435 | 23.6606 | 23.7421 | 23.7423 | 23.8534 | 23.2701 | 23.7403 | 23.7391
1969 |  | 16.9343 | 17.3592 | 17.894 | 17.5396 | 18.1974 | 17.9461 | 18.3527 | 16.6727 | 11.6768 | 12.3543 | 15.6304 | 19.1777 | 16.225 | 17.9402 | 23.7614 | 24.1052 | 23.7425 | 23.9419 | 23.7686 | 22.4936 | 19.4932 | 15.9132 | 14.0513 | 11.8135 | 15.6438 | 13.1622 | 18.7291 | 19.9491 | 23.7541 | 23.9195 | 22.8453 | 21.0982 | 18.3726 | 13.4588 | 10.7221 | 7.3641 | 10.0401 | 16.3707 | 14.391 | 21.7537 | 22.3443 | 23.4796 | 23.7461 | 23.7439 | 23.7442 | 23.5029 | 23.7427 | 23.7429 | 23.8537 | 23.3058 | 23.7409 | 23.7401 | 23.739
1970 |  | 17.014 | 17.6213 | 17.2994 | 18.2659 | 17.7793 | 18.1718 | 16.5047 | 11.5116 | 12.2124 | 15.5047 | 19.0505 | 16.1191 | 17.86 | 23.2364 | 24.1079 | 23.7431 | 23.9049 | 23.7692 | 22.5611 | 19.5631 | 16.0009 | 14.1793 | 11.9466 | 15.773 | 13.305 | 18.883 | 20.1095 | 23.7544 | 23.1746 | 22.7128 | 20.9778 | 18.2616 | 13.3628 | 10.6394 | 7.295 | 9.9877 | 16.3449 | 14.3792 | 21.7562 | 22.3451 | 23.4919 | 23.7476 | 23.4693 | 23.7448 | 23.5835 | 23.7434 | 23.7435 | 23.8546 | 23.1584 | 23.7415 | 23.7407 | 23.74 | 23.7391
1971 |  | 17.1122 | 16.9708 | 17.8364 | 17.6006 | 18.0118 | 16.3579 | 11.3742 | 12.0769 | 15.3997 | 18.8651 | 15.6149 | 17.3952 | 23.2545 | 24.1106 | 23.7437 | 23.9726 | 23.7697 | 22.6342 | 19.6468 | 16.0889 | 14.2908 | 12.0838 | 15.9247 | 13.4519 | 19.0519 | 20.2846 | 23.7548 | 23.0749 | 22.5169 | 20.7924 | 18.0882 | 13.1954 | 10.4924 | 7.1622 | 9.8809 | 16.242 | 14.303 | 21.6967 | 22.3005 | 23.4136 | 23.7483 | 23.2403 | 23.7454 | 23.6616 | 23.744 | 23.7441 | 23.8552 | 23.3564 | 23.7422 | 23.7413 | 23.7406 | 23.7402 | 23.4992
1972 |  | 15.1186 | 17.5507 | 17.4217 | 17.8322 | 16.2031 | 11.2295 | 11.9435 | 15.2774 | 18.6834 | 15.4496 | 17.2463 | 21.8865 | 24.1134 | 23.7443 | 23.9752 | 23.7702 | 22.4198 | 19.4506 | 15.9098 | 14.119 | 11.9379 | 15.8246 | 13.3611 | 18.9609 | 20.2207 | 23.7552 | 23.9124 | 22.6356 | 20.931 | 18.2334 | 13.3448 | 10.6483 | 7.3319 | 10.0694 | 16.4408 | 14.5002 | 21.9133 | 22.5269 | 23.5916 | 23.7489 | 23.747 | 23.7469 | 23.4919 | 23.7446 | 23.7447 | 23.8558 | 23.3595 | 23.7428 | 23.7419 | 23.7412 | 23.7408 | 23.7248 | 23.2645
1973 |  | 17.2559 | 17.1301 | 17.6664 | 16.034 | 11.0777 | 11.8035 | 15.1577 | 18.5013 | 15.6125 | 18.1274 | 23.2153 | 24.1164 | 23.7449 | 23.9677 | 23.7707 | 22.6647 | 19.7129 | 16.1804 | 14.4 | 12.2145 | 16.1209 | 13.677 | 19.2885 | 20.5354 | 23.7556 | 23.6531 | 22.6267 | 20.9194 | 18.2378 | 13.3562 | 10.6684 | 7.3573 | 10.1203 | 16.5046 | 14.5763 | 21.9919 | 22.6333 | 23.6491 | 23.7496 | 23.7189 | 23.7475 | 23.5635 | 23.7452 | 23.7454 | 23.8561 | 23.2326 | 23.7434 | 23.7425 | 23.7419 | 23.7414 | 23.5933 | 23.3441 | 23.755
1974 |  | 15.4719 | 17.3493 | 15.7312 | 10.5649 | 10.7552 | 13.7649 | 17.3964 | 13.8231 | 15.6872 | 21.7932 | 24.1188 | 23.7451 | 23.9802 | 23.7712 | 22.6806 | 19.7288 | 16.214 | 14.4486 | 12.2743 | 16.1814 | 13.7572 | 19.41 | 20.664 | 23.756 | 22.4686 | 22.0899 | 20.399 | 17.7272 | 12.8678 | 10.1988 | 6.9063 | 9.6926 | 16.1112 | 14.2042 | 21.6411 | 22.2873 | 23.4403 | 23.7502 | 23.7282 | 23.7482 | 23.6468 | 23.8367 | 23.746 | 23.8571 | 23.3591 | 23.744 | 23.7432 | 23.7425 | 23.742 | 23.7252 | 23.4467 | 23.7727 | 23.8272
1975 |  | 17.0594 | 15.5441 | 10.6068 | 10.8946 | 14.3175 | 17.9511 | 14.3753 | 16.6146 | 21.6351 | 24.1212 | 23.7455 | 23.8967 | 23.7717 | 22.6969 | 19.7559 | 16.2457 | 14.5037 | 12.3408 | 16.2616 | 13.839 | 19.5178 | 20.8097 | 23.7564 | 22.1544 | 21.9807 | 20.2993 | 17.6377 | 12.781 | 10.1287 | 6.8462 | 9.649 | 16.0735 | 14.1919 | 21.6442 | 22.3041 | 23.4969 | 23.7164 | 23.6273 | 23.7488 | 23.4823 | 23.8302 | 23.7468 | 23.8577 | 23.3688 | 23.7446 | 23.7438 | 23.7431 | 23.7426 | 23.2928 | 23.1763 | 23.6835 | 23.7396 | 23.8962
1976 |  | 13.6689 | 9.8923 | 10.9705 | 13.7392 | 17.41 | 13.8538 | 15.7378 | 21.4354 | 23.8832 | 23.7459 | 23.9667 | 23.771 | 22.7255 | 19.7944 | 16.2953 | 14.5552 | 12.4129 | 16.3495 | 13.9372 | 19.6151 | 20.9343 | 23.7571 | 22.4288 | 22.0385 | 20.3769 | 17.7234 | 12.8721 | 10.2202 | 6.9511 | 9.7681 | 16.201 | 14.323 | 21.7957 | 22.4665 | 23.5819 | 23.7515 | 23.5971 | 23.7495 | 23.3757 | 23.7847 | 23.7474 | 23.8592 | 23.3616 | 23.7452 | 23.7444 | 23.7437 | 23.7433 | 23.7255 | 23.44 | 23.7672 | 23.7403 | 23.8977 | 23.8809
1977 |  | 10.483 | 11.3316 | 14.9785 | 17.797 | 14.9552 | 17.5411 | 22.3834 | 24.126 | 23.7463 | 23.9157 | 23.7706 | 22.3224 | 19.4234 | 15.9436 | 14.2245 | 12.0889 | 16.0563 | 13.6621 | 19.3602 | 20.6814 | 23.7577 | 23.2621 | 22.2478 | 20.5808 | 17.9396 | 13.0913 | 10.4436 | 7.1702 | 10.0043 | 16.4431 | 14.5699 | 22.0455 | 22.741 | 23.4171 | 23.7521 | 23.5471 | 23.7501 | 23.2889 | 23.7487 | 23.748 | 23.8595 | 23.0395 | 23.7458 | 23.745 | 23.7443 | 23.7439 | 23.7257 | 23.3284 | 23.6038 | 23.7409 | 23.8983 | 23.8848 | 23.8695
1978 |  | 16.9411 | 17.474 | 18.9796 | 16.1341 | 18.7103 | 23.7652 | 23.9142 | 23.7467 | 23.9894 | 23.7701 | 22.4319 | 19.5479 | 16.0839 | 14.3768 | 12.2497 | 16.215 | 13.8378 | 19.5495 | 20.8805 | 23.7584 | 22.6387 | 21.7642 | 20.1155 | 17.4837 | 12.6563 | 10.0264 | 6.7705 | 9.62 | 16.0889 | 14.2321 | 21.7256 | 22.4281 | 23.3275 | 23.7528 | 23.365 | 23.7507 | 23.5506 | 23.7493 | 23.7487 | 23.8605 | 23.3853 | 23.7474 | 23.7456 | 23.7449 | 23.7445 | 23.7259 | 23.4379 | 23.7617 | 23.8945 | 23.8989 | 23.8872 | 23.8709 | 20.4295
1979 |  | 16.8663 | 18.7606 | 15.9292 | 18.526 | 23.7656 | 23.8912 | 23.7471 | 23.9118 | 23.7697 | 22.2427 | 19.3727 | 15.9375 | 14.2575 | 12.1454 | 16.1271 | 13.7539 | 19.4938 | 20.7461 | 23.759 | 22.4036 | 21.7606 | 20.1416 | 17.5215 | 12.6951 | 10.0796 | 6.8312 | 9.6952 | 16.161 | 14.3234 | 21.8276 | 22.458 | 23.1372 | 23.1768 | 23.1771 | 23.7514 | 23.3116 | 23.7559 | 23.7493 | 23.8611 | 23.3891 | 23.748 | 23.7471 | 23.7455 | 23.7451 | 23.7255 | 23.4783 | 23.759 | 23.8557 | 23.8991 | 23.8898 | 23.7466 | 19.8679 | 21.4993
1980 |  | 17.1125 | 14.4053 | 17.0534 | 22.1384 | 23.8942 | 23.7475 | 23.9938 | 23.7693 | 22.4039 | 19.5433 | 16.1141 | 14.4558 | 12.3638 | 16.3575 | 13.991 | 19.7264 | 20.5922 | 22.93 | 22.3286 | 21.9665 | 20.3687 | 17.7743 | 12.9528 | 10.3348 | 7.0964 | 9.9722 | 16.4432 | 14.5983 | 22.1179 | 22.2984 | 22.9376 | 23.7538 | 23.0082 | 23.752 | 23.2182 | 23.7506 | 23.75 | 23.8617 | 23.2243 | 23.7486 | 23.7478 | 23.747 | 23.7457 | 23.7262 | 23.4987 | 23.7563 | 23.8845 | 23.9002 | 23.8926 | 23.8722 | 20.2087 | 21.8366 | 20.3364
1981 |  | 12.4881 | 15.3194 | 20.4595 | 23.8943 | 23.7479 | 23.9291 | 23.7684 | 22.8005 | 19.9473 | 16.5199 | 14.8646 | 12.7846 | 16.7961 | 14.4326 | 20.1736 | 20.411 | 23.1098 | 22.3838 | 22.3389 | 20.7339 | 18.1532 | 13.3414 | 10.7256 | 7.4802 | 10.372 | 16.8455 | 15.0023 | 22.0623 | 22.1238 | 22.7706 | 23.7542 | 22.8072 | 23.7527 | 23.0447 | 23.7512 | 23.7506 | 23.8621 | 23.1161 | 23.7493 | 23.7484 | 23.7477 | 23.7472 | 23.7264 | 23.4996 | 23.7524 | 23.8824 | 23.9008 | 23.8925 | 23.8724 | 20.4501 | 22.0863 | 20.5881 | 15.6885
1982 |  | 18.0786 | 23.107 | 23.8645 | 23.7484 | 23.913 | 23.7676 | 22.8122 | 19.9583 | 16.5464 | 14.9015 | 12.8312 | 16.8677 | 14.524 | 20.0731 | 20.2231 | 22.9545 | 22.5435 | 22.3862 | 20.3761 | 17.8066 | 13.0182 | 10.4412 | 7.2117 | 10.1202 | 16.6211 | 14.7917 | 21.8976 | 21.962 | 22.6049 | 23.4145 | 22.6104 | 23.753 | 22.8587 | 23.758 | 23.7512 | 23.863 | 23.2724 | 23.7499 | 23.7491 | 23.7483 | 23.7479 | 23.7316 | 23.5097 | 23.7508 | 23.8893 | 23.9014 | 23.8411 | 23.8659 | 20.0418 | 21.7 | 20.2149 | 15.3255 | 12.9424
1983 |  | 20.3203 | 23.9915 | 23.7488 | 23.9887 | 23.7667 | 22.8242 | 19.9806 | 16.571 | 14.9463 | 12.8859 | 16.9345 | 14.6117 | 19.8909 | 20.0448 | 22.6148 | 22.6009 | 22.3556 | 20.3488 | 17.7928 | 13.0105 | 10.452 | 7.2463 | 10.1739 | 16.672 | 14.8623 | 21.7455 | 21.8008 | 22.4388 | 23.6068 | 22.441 | 23.7534 | 22.6571 | 23.7525 | 23.7519 | 23.8637 | 23.3589 | 23.7506 | 23.7497 | 23.749 | 23.7485 | 23.7322 | 23.534 | 23.748 | 23.8962 | 23.9015 | 23.8997 | 23.874 | 20.414 | 22.0928 | 20.6059 | 15.7146 | 13.3259 | 13.3519
1984 |  | 21.386 | 23.7498 | 24.0021 | 23.7659 | 22.8468 | 20.0131 | 16.613 | 14.9873 | 12.9477 | 17.0099 | 14.6951 | 19.6789 | 19.8425 | 22.4263 | 22.4857 | 22.3326 | 20.3392 | 17.801 | 13.0304 | 10.4772 | 7.2916 | 10.2606 | 16.7678 | 14.9545 | 21.5983 | 21.6306 | 22.2816 | 23.0322 | 22.2778 | 23.7538 | 22.466 | 23.7529 | 23.7525 | 23.6525 | 22.8555 | 23.7512 | 23.7503 | 23.7496 | 23.7491 | 23.6833 | 23.5245 | 23.7463 | 23.7452 | 23.9026 | 23.9026 | 23.8746 | 20.4743 | 22.1474 | 20.6716 | 15.7851 | 13.4011 | 13.4401 | 13.5996
1985 |  | 18.7986 | 23.5521 | 21.8573 | 20.2255 | 17.4602 | 14.1192 | 12.5519 | 10.559 | 14.6927 | 12.432 | 18.2889 | 19.577 | 21.8991 | 20.8974 | 20.9113 | 19.3841 | 16.8798 | 12.1383 | 10.6909 | 7.1224 | 10.1182 | 16.6678 | 14.866 | 21.436 | 21.4732 | 22.1246 | 23.1448 | 22.1152 | 23.7542 | 22.2885 | 23.7533 | 23.7529 | 23.8646 | 23.3326 | 23.7518 | 23.751 | 23.7502 | 23.7498 | 23.7351 | 23.5552 | 23.7425 | 23.7467 | 23.9032 | 23.9047 | 23.8749 | 20.4519 | 22.1382 | 20.6614 | 15.7871 | 13.4093 | 13.4656 | 13.6286 | 17.1211
1986 |  | 19.5946 | 19.1955 | 17.6292 | 14.9132 | 11.6375 | 10.8192 | 9.948 | 13.7116 | 11.4888 | 17.3778 | 18.875 | 20.9854 | 20.0969 | 20.0013 | 18.502 | 16.0181 | 11.307 | 9.889 | 7.8616 | 10.4662 | 17.0344 | 15.2642 | 21.3155 | 21.3312 | 21.9655 | 23.245 | 21.9425 | 23.7546 | 22.1202 | 23.7537 | 23.7533 | 23.8653 | 23.1018 | 23.7525 | 23.7516 | 23.7509 | 23.7504 | 23.2915 | 23.3124 | 23.7144 | 23.8405 | 23.9048 | 23.9072 | 23.8759 | 20.4678 | 22.1683 | 20.6965 | 15.8206 | 13.4546 | 13.5266 | 13.6971 | 17.1942 | 15.1966
1987 |  | 17.1642 | 16.0962 | 13.4231 | 10.8684 | 10.4765 | 9.2412 | 12.3274 | 10.8209 | 16.0428 | 16.8626 | 20.2377 | 19.8718 | 19.7868 | 18.3043 | 15.8361 | 11.1341 | 9.7395 | 7.7266 | 11.4252 | 17.5924 | 15.8354 | 21.1883 | 21.1752 | 21.8001 | 22.3851 | 21.7895 | 23.755 | 21.9513 | 23.7541 | 23.7537 | 23.8657 | 23.4028 | 23.7531 | 23.7523 | 23.7515 | 23.7511 | 23.737 | 23.5769 | 23.7313 | 23.9118 | 23.9049 | 23.913 | 23.8765 | 20.4423 | 22.1707 | 20.7046 | 15.8342 | 13.4665 | 13.5633 | 13.7419 | 17.2469 | 15.2511 | 12.4041
1988 |  | 14.1366 | 11.6027 | 9.4858 | 8.7373 | 7.981 | 11.113 | 10.0265 | 14.8797 | 15.746 | 19.8758 | 19.6156 | 19.604 | 18.1452 | 15.6931 | 11.0052 | 9.6162 | 7.627 | 11.3469 | 16.8242 | 15.0841 | 20.9718 | 21.0057 | 21.6676 | 22.8283 | 21.653 | 23.7554 | 21.8187 | 23.7544 | 23.7541 | 23.8661 | 22.8516 | 23.7535 | 23.7529 | 23.7522 | 23.7517 | 23.7387 | 23.594 | 23.6023 | 23.8991 | 23.906 | 23.9161 | 23.878 | 20.5093 | 22.232 | 20.7769 | 15.9111 | 13.5481 | 13.6502 | 13.8482 | 17.3599 | 15.3675 | 12.5211 | 17.0069
1989 |  | 12.9391 | 10.5749 | 10.2572 | 9.074 | 12.2209 | 10.7194 | 15.9554 | 16.7944 | 20.1702 | 19.6304 | 19.3572 | 17.9272 | 15.4989 | 10.8249 | 9.4514 | 7.0794 | 11.2163 | 16.7105 | 14.28 | 20.7771 | 20.8243 | 21.4824 | 22.7214 | 21.5141 | 23.109 | 21.6175 | 23.7548 | 23.7545 | 23.8662 | 23.4312 | 23.7539 | 23.7533 | 23.7528 | 23.7523 | 23.7399 | 23.594 | 23.441 | 23.8981 | 23.9067 | 23.8714 | 23.8783 | 20.4612 | 22.1977 | 20.7422 | 15.889 | 13.5329 | 13.6529 | 13.8472 | 17.378 | 15.3903 | 12.5497 | 17.0363 | 19.6225
1990 |  | 12.3756 | 11.2125 | 10.459 | 14.3058 | 12.11 | 18.0392 | 18.6382 | 20.6642 | 19.5346 | 19.6148 | 18.1866 | 15.7768 | 11.1145 | 9.7465 | 7.7685 | 11.5125 | 17.0257 | 14.602 | 21.0232 | 20.6553 | 21.3066 | 22.348 | 21.3434 | 23.7026 | 21.4673 | 23.7552 | 23.7548 | 23.8669 | 23.109 | 23.7543 | 23.7537 | 23.7532 | 23.753 | 23.7215 | 23.5965 | 23.2731 | 23.9259 | 23.9073 | 23.8739 | 23.8793 | 20.3306 | 22.112 | 20.6637 | 15.811 | 13.4703 | 13.6071 | 13.8109 | 17.3409 | 15.3665 | 12.5332 | 17.0264 | 19.6187 | 19.238
1991 |  | 14.3433 | 12.613 | 16.8429 | 14.5975 | 18.4093 | 18.458 | 20.6856 | 21.0759 | 21.0638 | 19.1047 | 16.6869 | 12.0177 | 10.6502 | 8.5453 | 11.6689 | 17.5639 | 15.86 | 20.9253 | 20.6557 | 21.1344 | 22.1045 | 21.1711 | 23.7566 | 21.3198 | 23.7556 | 23.7552 | 23.8673 | 23.4196 | 23.7547 | 23.754 | 23.7536 | 23.7534 | 23.7407 | 23.6178 | 23.2715 | 23.9292 | 23.9075 | 23.8764 | 23.8799 | 20.2095 | 22.0259 | 20.6133 | 15.7672 | 13.4268 | 13.5888 | 13.8018 | 17.3408 | 15.3639 | 12.5439 | 17.0435 | 19.6455 | 19.2781 | 20.0316
1992 |  | 13.5688 | 17.4458 | 15.2014 | 18.1823 | 18.2748 | 21.1549 | 21.5852 | 21.561 | 19.5482 | 17.1345 | 12.4652 | 10.7307 | 8.7008 | 11.3815 | 18.0018 | 16.2891 | 21.1633 | 20.4842 | 21.0766 | 22.2109 | 20.9894 | 22.9013 | 21.1656 | 23.756 | 23.7556 | 23.8677 | 23.4109 | 23.7551 | 23.7544 | 23.754 | 23.7537 | 23.7444 | 23.5735 | 23.2586 | 23.8632 | 23.9086 | 23.8792 | 23.8613 | 20.1086 | 21.9276 | 20.5344 | 15.7069 | 13.3748 | 13.5438 | 13.7786 | 17.3268 | 15.3558 | 12.5346 | 17.0516 | 19.6644 | 19.3124 | 20.0703 | 20.1296
1993 |  | 17.602 | 15.5306 | 18.7215 | 18.7162 | 21.958 | 22.1849 | 22.1585 | 20.1276 | 17.7205 | 13.0479 | 10.6255 | 8.6172 | 11.3199 | 17.9548 | 16.2541 | 21.1326 | 20.3053 | 20.8839 | 21.7358 | 20.8203 | 23.7578 | 21.6937 | 23.7564 | 23.756 | 23.8677 | 23.421 | 23.7554 | 23.7548 | 23.7544 | 23.7541 | 23.7413 | 23.636 | 23.0095 | 23.8979 | 23.9092 | 23.8814 | 23.8134 | 20.056 | 21.8942 | 20.5057 | 15.6943 | 13.3983 | 13.584 | 13.8144 | 17.381 | 15.414 | 12.5979 | 17.1085 | 19.7399 | 19.4023 | 20.1672 | 20.2296 | 17.7811
1994 |  | 13.1772 | 17.7257 | 17.9374 | 20.0803 | 20.7983 | 20.8207 | 18.8297 | 16.4482 | 11.8099 | 10.5032 | 8.5644 | 11.2964 | 17.2542 | 15.2539 | 20.3163 | 20.1182 | 20.7085 | 21.1686 | 20.6577 | 23.1802 | 20.8225 | 23.7571 | 23.7564 | 23.8685 | 23.1146 | 23.7558 | 23.7552 | 23.7547 | 23.7545 | 23.7471 | 23.62 | 23.208 | 23.8866 | 23.9099 | 23.8839 | 23.8818 | 20.296 | 22.1494 | 20.7668 | 15.9529 | 13.6705 | 13.8957 | 14.1289 | 17.6878 | 15.727 | 12.9118 | 17.4237 | 20.0468 | 19.728 | 20.4967 | 20.5615 | 18.1121 | 19.9126
1995 |  | 18.1257 | 18.1561 | 21.1472 | 21.6786 | 21.7078 | 19.7038 | 17.314 | 12.6629 | 10.6902 | 8.6976 | 11.4373 | 18.1233 | 16.4562 | 21.2208 | 19.9332 | 20.5252 | 20.5965 | 20.4426 | 23.5736 | 21.4071 | 23.7577 | 23.7571 | 23.8688 | 22.8444 | 23.7562 | 23.7556 | 23.7551 | 23.7549 | 23.6839 | 23.5938 | 23.2555 | 23.9528 | 23.91 | 23.8863 | 23.6848 | 19.9419 | 21.8347 | 20.4692 | 15.6701 | 13.3973 | 13.6578 | 13.9329 | 17.5044 | 15.5441 | 12.7457 | 17.2687 | 19.9096 | 19.5935 | 20.3833 | 20.459 | 18.0202 | 19.8291 | 20.5132
1996 |  | 16.8058 | 18.9186 | 19.4934 | 19.5786 | 17.6519 | 15.3127 | 10.7075 | 9.4488 | 7.1658 | 11.4072 | 17.0183 | 14.6894 | 20.0967 | 19.7465 | 20.3276 | 20.4005 | 20.2824 | 23.046 | 20.6135 | 23.7584 | 23.7578 | 23.8695 | 23.2801 | 23.7566 | 23.756 | 23.7555 | 23.7553 | 23.7396 | 23.5635 | 23.2099 | 23.919 | 23.9109 | 23.8889 | 23.8831 | 20.3247 | 22.2112 | 20.8559 | 16.0589 | 13.7909 | 14.0555 | 14.349 | 17.9493 | 15.9856 | 13.1774 | 17.7103 | 20.3598 | 20.0439 | 20.8227 | 20.91 | 18.4715 | 20.2808 | 20.9598 | 23.1115
1997 |  | 18.8157 | 19.3597 | 19.4508 | 17.5213 | 15.2022 | 10.6124 | 9.364 | 7.0834 | 11.3446 | 16.9708 | 14.6531 | 19.7081 | 19.553 | 20.1515 | 20.2169 | 20.0888 | 22.5793 | 20.7796 | 23.7427 | 23.7584 | 23.8698 | 23.1765 | 23.757 | 23.7564 | 23.7559 | 23.7557 | 23.7377 | 23.6282 | 23.3028 | 23.9724 | 23.9113 | 23.9248 | 23.8834 | 20.2098 | 22.1165 | 20.7672 | 15.9875 | 13.7331 | 14.021 | 14.3166 | 17.9417 | 16.0022 | 13.2 | 17.7274 | 20.4033 | 20.0953 | 20.8819 | 20.9654 | 18.543 | 20.36 | 21.0464 | 23.1488 | 22.3702
1998 |  | 17.4953 | 17.6366 | 16.3164 | 14.0223 | 10.5506 | 8.9311 | 6.6683 | 10.555 | 16.6065 | 14.3062 | 19.62 | 19.3026 | 19.9482 | 20.121 | 19.906 | 22.3176 | 20.0073 | 23.1731 | 23.759 | 23.5216 | 22.8801 | 23.7577 | 23.7568 | 23.7563 | 23.7561 | 23.7396 | 23.0532 | 22.3589 | 23.7541 | 23.9117 | 23.8919 | 23.8841 | 20.2493 | 22.175 | 20.8353 | 16.0567 | 13.8196 | 14.1271 | 14.4345 | 18.0607 | 16.1361 | 13.3617 | 17.894 | 20.5704 | 20.2777 | 21.0709 | 21.1595 | 18.7335 | 20.5646 | 21.2563 | 23.3162 | 22.5393 | 21.2495
1999 |  | 17.304 | 16.0899 | 13.8139 | 10.3574 | 8.7558 | 6.3307 | 9.5502 | 15.6249 | 13.3652 | 19.2886 | 19.1152 | 19.7343 | 20.1828 | 19.7232 | 22.4388 | 19.8103 | 22.7224 | 23.7596 | 23.8713 | 22.8836 | 23.7583 | 23.7574 | 23.7567 | 23.7565 | 23.542 | 23.5143 | 23.1234 | 23.7948 | 23.9116 | 23.8869 | 23.8845 | 20.3968 | 22.3506 | 21.0186 | 16.2457 | 14.0095 | 14.3431 | 14.6603 | 18.296 | 16.3689 | 13.6067 | 18.1712 | 20.8569 | 20.5574 | 21.3638 | 21.4555 | 19.0325 | 20.857 | 21.5642 | 23.4836 | 22.7123 | 21.4245 | 23.7386
2000 |  | 13.9695 | 11.8531 | 8.4761 | 7.354 | 5.1502 | 8.4045 | 14.5176 | 12.2784 | 19.0647 | 18.9149 | 19.5122 | 19.9368 | 19.5258 | 21.8882 | 19.5844 | 22.1147 | 23.7602 | 23.8719 | 23.4219 | 23.7589 | 23.7581 | 23.7574 | 23.7569 | 23.5025 | 23.5387 | 23.2358 | 23.9301 | 23.9125 | 23.8952 | 23.8849 | 20.412 | 22.3489 | 21.0343 | 16.2705 | 14.0462 | 14.3906 | 14.7329 | 18.3811 | 16.4624 | 13.7005 | 18.2872 | 21.0158 | 20.722 | 21.5219 | 21.6307 | 19.2131 | 21.0429 | 21.7422 | 23.5882 | 22.8253 | 21.5441 | 23.7396 | 21.9591
2001 |  | 13.5031 | 10.298 | 8.7471 | 6.5185 | 10.4526 | 16.5391 | 14.2721 | 19.4139 | 18.7484 | 19.3225 | 19.3774 | 19.3028 | 21.8417 | 20.0668 | 23.2024 | 23.7608 | 23.872 | 23.0709 | 23.7595 | 23.7587 | 23.758 | 23.7575 | 23.7569 | 23.6749 | 23.4528 | 23.7552 | 23.9129 | 23.9162 | 23.8849 | 20.4358 | 22.165 | 20.8626 | 16.1173 | 13.9086 | 14.277 | 14.6229 | 18.2974 | 16.3899 | 13.6391 | 18.2275 | 20.9888 | 20.7332 | 21.5405 | 21.6463 | 19.2456 | 21.084 | 21.7914 | 23.614 | 22.8701 | 21.5969 | 23.7403 | 22.0635 | 17.9507
2002 |  | 11.0974 | 10.1579 | 8.3556 | 11.3674 | 17.0802 | 14.8146 | 19.45 | 18.5569 | 19.1246 | 19.5232 | 19.0888 | 22.499 | 20.7941 | 23.762 | 23.7614 | 23.8728 | 23.4546 | 23.7601 | 23.7593 | 23.7586 | 23.7581 | 23.3587 | 23.494 | 23.2775 | 23.94 | 23.9017 | 23.9194 | 23.8857 | 20.4517 | 22.0701 | 20.7779 | 16.0387 | 13.8482 | 14.2373 | 14.5979 | 18.2763 | 16.3864 | 13.6459 | 18.2475 | 21.017 | 20.7845 | 21.6282 | 21.7411 | 19.3387 | 21.1931 | 21.9078 | 23.6674 | 22.9302 | 21.6757 | 23.7409 | 21.9717 | 17.8643 | 14.0727
2003 |  | 13.6549 | 10.9487 | 14.8274 | 17.9799 | 16.4273 | 19.5486 | 19.3463 | 19.7279 | 21.056 | 20.4306 | 23.7632 | 22.1664 | 23.8241 | 23.762 | 23.8732 | 23.518 | 23.7607 | 23.7599 | 23.7592 | 23.7588 | 23.7598 | 23.6993 | 23.4895 | 23.9014 | 23.9132 | 23.941 | 23.8861 | 20.4576 | 22.1002 | 20.8159 | 16.0827 | 13.8999 | 14.3141 | 14.687 | 18.3775 | 16.4877 | 13.7621 | 18.3754 | 21.1628 | 20.9315 | 21.7959 | 21.9432 | 19.5453 | 21.3949 | 22.1268 | 23.7312 | 23.0603 | 21.8008 | 23.7415 | 21.9662 | 17.8659 | 14.0789 | 11.3844
2004 |  | 12.9295 | 17.2294 | 18.7101 | 17.1458 | 20.9757 | 20.7865 | 21.1387 | 22.4315 | 21.7302 | 23.7636 | 23.3984 | 23.7628 | 23.7626 | 23.8736 | 23.4592 | 23.7613 | 23.7605 | 23.7598 | 23.7594 | 23.7558 | 23.6728 | 23.4759 | 23.7564 | 23.914 | 23.8957 | 23.8865 | 20.4731 | 22.0991 | 20.8302 | 16.1036 | 13.9297 | 14.354 | 14.7522 | 18.4554 | 16.5741 | 13.8494 | 18.4862 | 21.2922 | 21.0722 | 21.9367 | 22.1066 | 19.7432 | 21.5982 | 22.3239 | 23.7318 | 23.1837 | 21.9316 | 23.7421 | 22.0993 | 18.0038 | 14.2211 | 11.5371 | 17.2743
Simulation Start Year |  | 5: Powell Out
1906 |  | 11.1984 | 12.7756 | 8.23 | 11.8495 | 10.3364 | 9.8742 | 11.5715 | 9.9083 | 14.9902 | 8.3446 | 14.3669 | 17.4 | 10.392 | 8.23 | 15.6822 | 16.8915 | 12.8007 | 13.3661 | 8.8356 | 8.5886 | 9.6422 | 13.2942 | 11.2829 | 15.8693 | 9.0393 | 7.943 | 8.6455 | 8.23 | 8.23 | 8.23 | 8.23 | 8.23 | 8.23 | 8.23 | 8.23 | 8.23 | 8.23 | 8.23 | 8.23 | 8.23 | 8.23 | 8.23 | 8.23 | 9.3264 | 8.0293 | 8.23 | 12.0373 | 7.6018 | 8.23 | 8.23 | 8.23 | 8.23 | 8.23
1907 |  | 12.5228 | 8.23 | 12.2991 | 9.5768 | 9.8688 | 11.6355 | 9.84 | 13.6284 | 8.7731 | 13.988 | 17.4079 | 10.3197 | 8.2752 | 15.7398 | 16.9096 | 12.8011 | 13.3927 | 8.5967 | 8.6604 | 10.211 | 12.81 | 11.451 | 15.879 | 9.0331 | 7.9427 | 8.6572 | 8.23 | 8.23 | 8.23 | 8.23 | 8.23 | 8.23 | 8.23 | 8.23 | 8.23 | 8.23 | 8.23 | 8.23 | 8.23 | 8.23 | 8.23 | 8.23 | 9.5899 | 8.2044 | 8.23 | 11.8718 | 7.6065 | 8.23 | 8.23 | 8.23 | 8.23 | 8.23 | 8.23
1908 |  | 8.23 | 11.7771 | 10.0834 | 9.8488 | 11.6136 | 9.82 | 12.0613 | 10.305 | 11.5377 | 17.4291 | 10.3328 | 7.9643 | 16.103 | 16.9285 | 12.8149 | 13.4107 | 8.6269 | 8.7183 | 10.1299 | 12.8505 | 11.5025 | 15.9197 | 9.0548 | 8.1506 | 9.3042 | 8.23 | 8.23 | 8.23 | 8.23 | 8.23 | 8.23 | 8.23 | 8.23 | 8.23 | 8.23 | 8.23 | 8.23 | 8.23 | 8.23 | 8.23 | 8.23 | 9.2043 | 8.1458 | 8.23 | 11.9822 | 7.7224 | 8.23 | 8.23 | 8.23 | 8.23 | 8.23 | 8.23 | 8.23
1909 |  | 12.8731 | 9.7446 | 9.8768 | 11.6295 | 9.8165 | 12.7046 | 9.69 | 12.3819 | 17.4412 | 10.3456 | 8.2473 | 15.8633 | 16.9542 | 12.8281 | 13.4029 | 9.1633 | 8.4526 | 10.0981 | 12.7381 | 11.4571 | 16.0589 | 9.0017 | 8.1341 | 8.6905 | 8.23 | 8.23 | 8.23 | 8.23 | 8.23 | 8.23 | 8.23 | 8.23 | 8.23 | 8.23 | 8.23 | 8.23 | 8.23 | 8.23 | 8.23 | 8.23 | 9.8664 | 8.0061 | 8.23 | 12.1535 | 7.6672 | 8.23 | 8.23 | 8.23 | 8.23 | 8.23 | 8.23 | 8.23 | 8.23
1910 |  | 8.23 | 9.1203 | 12.3466 | 9.9738 | 12.689 | 9.6866 | 11.2919 | 16.3155 | 10.3834 | 8.1737 | 15.9606 | 16.9749 | 12.8625 | 13.4431 | 8.6289 | 8.754 | 10.082 | 12.9592 | 11.5248 | 15.954 | 9.1754 | 8.2165 | 8.6154 | 8.23 | 8.23 | 8.23 | 8.23 | 8.23 | 8.23 | 8.23 | 8.23 | 8.23 | 8.23 | 8.23 | 8.23 | 8.23 | 8.23 | 8.23 | 8.23 | 10.0407 | 8.0041 | 8.23 | 12.2332 | 7.8193 | 8.23 | 8.23 | 8.23 | 8.23 | 8.23 | 8.23 | 8.23 | 8.23 | 8.23
1911 |  | 8.23 | 12.8145 | 9.5088 | 12.6653 | 9.5606 | 11.3417 | 16.2608 | 10.3815 | 8.2964 | 15.8677 | 16.9867 | 12.8811 | 13.4422 | 8.6355 | 8.7211 | 9.7502 | 13.3653 | 11.5416 | 15.9655 | 9.1315 | 8.121 | 8.7495 | 8.23 | 8.23 | 8.23 | 8.23 | 8.23 | 8.23 | 8.23 | 8.23 | 8.23 | 8.23 | 8.23 | 8.23 | 8.23 | 8.23 | 8.23 | 8.2964 | 10.2174 | 8.0741 | 8.23 | 12.2211 | 7.8471 | 8.23 | 8.23 | 8.23 | 8.23 | 8.23 | 8.23 | 8.23 | 8.23 | 8.23 | 8.23
1912 |  | 11.1937 | 9.3375 | 13.0486 | 9.5667 | 11.3374 | 15.6592 | 10.3889 | 8.8608 | 15.3444 | 16.999 | 12.905 | 13.4711 | 8.6647 | 8.7526 | 10.1256 | 13.0125 | 11.5559 | 15.9762 | 9.1441 | 7.9939 | 8.7824 | 8.23 | 8.23 | 8.23 | 8.23 | 8.23 | 8.23 | 8.23 | 8.23 | 8.23 | 8.23 | 8.23 | 8.616 | 8.23 | 8.23 | 8.23 | 8.2853 | 10.2199 | 8.2115 | 8.23 | 12.1029 | 8.006 | 8.23 | 8.23 | 8.23 | 8.23 | 8.23 | 8.23 | 8.23 | 8.23 | 8.23 | 8.23 | 8.23
1913 |  | 8.23 | 13.1235 | 10.0283 | 11.2222 | 14.3123 | 10.5737 | 9.0315 | 15.0134 | 17.0268 | 12.9052 | 13.4924 | 8.6777 | 8.7714 | 10.5895 | 12.7332 | 11.4296 | 16.0075 | 9.1562 | 7.837 | 8.932 | 8.2661 | 8.23 | 8.23 | 8.23 | 8.23 | 8.23 | 8.23 | 8.23 | 8.23 | 8.352 | 8.23 | 8.8469 | 8.23 | 8.23 | 8.23 | 8.26 | 10.2745 | 8.23 | 8.23 | 11.9743 | 8.1622 | 8.23 | 8.23 | 8.23 | 8.23 | 8.23 | 8.23 | 8.23 | 8.23 | 8.23 | 8.23 | 8.23 | 8.23
1914 |  | 12.3741 | 9.9905 | 11.3471 | 13.9647 | 10.4512 | 9.4617 | 14.7602 | 17.014 | 12.9299 | 13.5112 | 8.7046 | 8.7823 | 9.9793 | 13.2516 | 11.5461 | 16.0053 | 9.1905 | 7.8769 | 9.0217 | 8.3169 | 8.23 | 8.23 | 8.23 | 8.23 | 8.23 | 8.23 | 8.23 | 8.23 | 8.5318 | 8.23 | 8.9148 | 8.23 | 8.23 | 8.23 | 8.2429 | 10.3468 | 8.23 | 8.23 | 11.9567 | 8.23 | 8.23 | 8.23 | 8.23 | 8.23 | 8.23 | 8.23 | 8.23 | 8.23 | 8.23 | 8.23 | 8.23 | 8.23 | 8.23
1915 |  | 8.23 | 11.3292 | 13.4141 | 11.219 | 8.8824 | 13.4792 | 17.033 | 12.9293 | 13.5268 | 8.6969 | 8.8162 | 10.2152 | 13.0665 | 11.5774 | 16.0163 | 9.1899 | 7.9416 | 9.128 | 8.4529 | 8.23 | 8.23 | 8.23 | 8.23 | 8.23 | 8.23 | 8.23 | 8.23 | 8.6105 | 8.23 | 8.968 | 8.23 | 8.23 | 8.23 | 8.3079 | 10.3626 | 8.23 | 8.23 | 11.8772 | 8.23 | 8.23 | 8.23 | 8.23 | 8.23 | 8.23 | 8.23 | 8.23 | 8.23 | 8.23 | 8.23 | 8.23 | 8.23 | 8.23 | 8.23
1916 |  | 11.5228 | 13.2426 | 11.1616 | 8.8893 | 13.4217 | 17.0526 | 12.9423 | 13.5205 | 8.7186 | 8.8307 | 9.7489 | 13.5173 | 11.6352 | 16.0315 | 9.2455 | 8.2166 | 8.8716 | 8.4602 | 8.23 | 8.23 | 8.23 | 8.23 | 8.23 | 8.23 | 8.23 | 8.23 | 8.894 | 8.23 | 9.0063 | 8.23 | 8.23 | 8.23 | 8.4029 | 10.378 | 8.23 | 8.23 | 11.7832 | 8.23 | 8.23 | 8.23 | 8.23 | 8.23 | 8.23 | 8.23 | 8.23 | 8.23 | 8.23 | 8.23 | 8.23 | 8.23 | 8.23 | 8.23 | 8.23
1917 |  | 13.6521 | 10.3566 | 8.8921 | 12.2702 | 15.5401 | 12.9541 | 13.5311 | 8.7111 | 8.8591 | 10.142 | 13.1701 | 11.6579 | 16.0558 | 9.2218 | 8.0072 | 9.1431 | 8.4716 | 8.23 | 8.23 | 8.23 | 8.23 | 8.23 | 8.23 | 8.23 | 8.23 | 9.2027 | 8.23 | 9.0422 | 8.23 | 8.23 | 8.23 | 8.4854 | 10.2748 | 8.23 | 8.23 | 11.8839 | 8.23 | 8.23 | 8.23 | 8.23 | 8.23 | 8.23 | 8.23 | 8.23 | 8.23 | 8.23 | 8.23 | 8.23 | 8.23 | 8.23 | 8.23 | 8.23 | 8.23
1918 |  | 8.6062 | 8.37 | 13.1735 | 13.0758 | 12.9847 | 13.5433 | 8.7204 | 8.8606 | 10.7194 | 12.7556 | 11.5569 | 16.0612 | 9.2835 | 8.1456 | 9.0913 | 8.4726 | 8.23 | 8.23 | 8.23 | 8.23 | 8.23 | 8.23 | 8.23 | 8.23 | 9.4566 | 8.23 | 9.0808 | 8.23 | 8.23 | 8.23 | 8.587 | 10.3999 | 8.23 | 8.23 | 11.6156 | 8.23 | 8.23 | 8.23 | 8.23 | 8.23 | 8.23 | 8.23 | 8.23 | 8.23 | 8.23 | 8.23 | 8.23 | 8.23 | 8.23 | 8.23 | 8.23 | 8.23 | 8.23
1919 |  | 8.23 | 12.9656 | 12.6364 | 12.137 | 13.3419 | 8.8005 | 8.8751 | 10.4271 | 12.9007 | 11.664 | 16.0846 | 9.2959 | 8.007 | 9.038 | 8.4812 | 8.23 | 8.23 | 8.23 | 8.23 | 8.23 | 8.23 | 8.23 | 8.23 | 9.9144 | 8.23 | 9.1534 | 8.23 | 8.23 | 8.23 | 8.6391 | 10.458 | 8.23 | 8.23 | 11.5194 | 8.23 | 8.23 | 8.23 | 8.23 | 8.23 | 8.23 | 8.23 | 8.23 | 8.23 | 8.23 | 8.23 | 8.23 | 8.23 | 8.23 | 8.23 | 8.23 | 8.23 | 8.23 | 8.23
1920 |  | 12.9144 | 12.9474 | 12.2549 | 13.5735 | 8.7561 | 8.892 | 10.5167 | 12.9305 | 11.6522 | 16.103 | 9.2892 | 7.9718 | 9.1927 | 8.4873 | 8.23 | 8.23 | 8.23 | 8.23 | 8.23 | 8.23 | 8.23 | 8.23 | 10.1568 | 8.23 | 9.1911 | 8.23 | 8.23 | 8.23 | 8.7284 | 10.4619 | 8.23 | 8.23 | 11.4252 | 8.23 | 8.23 | 8.23 | 8.23 | 8.23 | 8.23 | 8.23 | 8.23 | 8.23 | 8.23 | 8.23 | 8.23 | 8.23 | 8.23 | 8.23 | 8.23 | 8.23 | 8.23 | 8.23 | 8.23
1921 |  | 13.3308 | 11.3163 | 11.0595 | 9.4308 | 8.7701 | 10.4383 | 12.0079 | 11.4648 | 16.1241 | 9.299 | 7.8105 | 9.2077 | 8.4971 | 8.23 | 8.23 | 8.23 | 8.23 | 8.23 | 8.23 | 8.23 | 8.23 | 10.6615 | 8.23 | 9.1865 | 8.23 | 8.23 | 8.23 | 8.7893 | 10.4935 | 8.23 | 8.23 | 11.2664 | 8.23 | 8.23 | 8.23 | 8.23 | 8.23 | 8.23 | 8.23 | 8.23 | 8.23 | 8.23 | 8.23 | 8.23 | 8.23 | 8.23 | 8.23 | 8.23 | 8.23 | 8.23 | 8.23 | 8.23 | 8.23
1922 |  | 11.3467 | 10.8491 | 9.3473 | 8.754 | 10.4169 | 11.2669 | 11.5557 | 13.8008 | 9.7839 | 8.23 | 9.101 | 8.51 | 8.23 | 8.23 | 8.23 | 8.23 | 8.23 | 8.23 | 9 | 8.23 | 9.6076 | 8.23 | 9.2075 | 8.23 | 8.23 | 8.23 | 8.8472 | 10.5203 | 8.23 | 8.23 | 11.2265 | 8.23 | 8.23 | 8.23 | 8.23 | 8.23 | 8.23 | 8.23 | 8.23 | 8.23 | 8.23 | 8.23 | 8.23 | 8.23 | 8.23 | 8.23 | 8.23 | 8.23 | 8.23 | 8.23 | 8.23 | 8.23 | 8.23
1923 |  | 11.2162 | 9.4546 | 8.23 | 10.422 | 11.1573 | 11.4563 | 12.638 | 10.9216 | 8.23 | 9.172 | 8.5113 | 8.23 | 8.23 | 8.23 | 8.23 | 8.23 | 8.5868 | 9 | 8.23 | 8.602 | 8.23 | 9.2579 | 8.23 | 8.23 | 8.23 | 8.889 | 10.5228 | 8.23 | 8.23 | 11.1375 | 8.23 | 8.23 | 8.23 | 8.23 | 8.23 | 8.23 | 8.23 | 8.23 | 8.23 | 8.23 | 8.23 | 8.23 | 8.23 | 8.23 | 8.23 | 8.23 | 8.23 | 8.23 | 8.23 | 8.23 | 8.23 | 8.23 | 8.23
1924 |  | 8.23 | 8.23 | 9.4048 | 12.3088 | 11.9798 | 12.7004 | 10.7669 | 8.23 | 9.2125 | 8.23 | 8.23 | 8.23 | 8.23 | 8.23 | 9 | 9 | 9 | 8.23 | 9 | 8.23 | 8.23 | 8.23 | 8.23 | 8.23 | 8.23 | 10.2849 | 8.23 | 8.23 | 11.1697 | 8.23 | 8.23 | 8.23 | 8.23 | 8.23 | 8.23 | 8.23 | 8.23 | 8.23 | 8.23 | 8.23 | 8.23 | 8.23 | 8.23 | 8.23 | 8.23 | 8.23 | 8.23 | 8.23 | 8.23 | 8.23 | 8.23 | 8.23 | 8.23
1925 |  | 8.23 | 9.2175 | 12.4064 | 11.6883 | 12.7061 | 10.759 | 8.23 | 9.2183 | 8.23 | 8.23 | 8.23 | 8.23 | 8.23 | 9 | 9 | 9 | 8.23 | 9 | 9 | 8.23 | 8.23 | 8.23 | 8.23 | 8.23 | 10.0119 | 8.23 | 8.23 | 10.9361 | 8.23 | 8.23 | 8.23 | 8.23 | 8.23 | 8.23 | 8.23 | 8.23 | 8.23 | 8.23 | 8.23 | 8.23 | 8.23 | 8.23 | 8.23 | 8.23 | 8.23 | 8.23 | 8.23 | 8.23 | 8.23 | 8.23 | 8.23 | 8.23 | 8.23
1926 |  | 8.5188 | 12.5971 | 11.338 | 12.7342 | 10.7348 | 8.23 | 9.2208 | 8.23 | 8.23 | 8.23 | 8.23 | 8.23 | 9 | 9 | 9 | 8.23 | 9 | 9 | 9 | 8.23 | 8.23 | 8.23 | 8.23 | 9.705 | 8.23 | 8.23 | 11.0618 | 8.23 | 8.23 | 8.23 | 8.23 | 8.23 | 8.23 | 8.23 | 8.23 | 8.23 | 8.23 | 8.23 | 8.23 | 8.23 | 8.23 | 8.23 | 8.23 | 8.23 | 8.23 | 8.23 | 8.23 | 8.23 | 8.23 | 8.23 | 8.23 | 8.23 | 8.23
1927 |  | 11.4065 | 11.3084 | 12.8205 | 10.6547 | 8.23 | 9.2163 | 8.23 | 8.23 | 8.23 | 8.23 | 8.23 | 9 | 9 | 9 | 8.23 | 9 | 9 | 9 | 9 | 8.23 | 8.23 | 8.23 | 9.322 | 8.23 | 8.23 | 11.1389 | 8.23 | 8.23 | 8.23 | 8.23 | 8.23 | 8.23 | 8.23 | 8.23 | 8.23 | 8.23 | 8.23 | 8.23 | 8.23 | 8.23 | 8.23 | 8.23 | 8.23 | 8.23 | 8.23 | 8.23 | 8.23 | 8.23 | 8.23 | 8.23 | 8.23 | 8.23 | 8.23
1928 |  | 9.6942 | 14.1472 | 10.6315 | 8.23 | 8.23 | 8.23 | 8.23 | 7.8385 | 9 | 9 | 9 | 9 | 7.06 | 9.42 | 9 | 9 | 9 | 9 | 9 | 8.23 | 8.23 | 8.23 | 8.23 | 8.23 | 10.8733 | 8.23 | 8.23 | 8.23 | 8.23 | 8.23 | 8.23 | 8.23 | 8.23 | 8.23 | 8.23 | 8.23 | 8.23 | 8.23 | 8.23 | 8.23 | 8.23 | 8.23 | 8.23 | 8.23 | 8.23 | 8.23 | 8.23 | 8.23 | 8.23 | 8.23 | 8.23 | 8.23 | 8.23
1929 |  | 13.4837 | 10.2822 | 8.23 | 8.23 | 8.23 | 8.23 | 7.06 | 9 | 9 | 9.42 | 9 | 7.06 | 9.42 | 9 | 9 | 9 | 9 | 9 | 9 | 8.23 | 8.23 | 8.23 | 8.23 | 10.8677 | 8.23 | 8.23 | 8.23 | 8.23 | 8.23 | 8.23 | 8.23 | 8.23 | 8.23 | 8.23 | 8.23 | 8.23 | 8.23 | 8.23 | 8.23 | 8.23 | 8.23 | 8.23 | 8.23 | 8.23 | 8.23 | 8.23 | 8.23 | 8.23 | 8.23 | 8.23 | 8.23 | 8.23 | 8.23
1930 |  | 8.23 | 8.23 | 8.23 | 8.23 | 8.58 | 7.48 | 7.9 | 9 | 9 | 9 | 8.23 | 9 | 9 | 9 | 9 | 9 | 9 | 9 | 9 | 8.23 | 8.23 | 8.23 | 10.6622 | 8.23 | 8.23 | 8.23 | 8.23 | 8.23 | 8.23 | 8.23 | 8.23 | 8.23 | 8.23 | 8.23 | 8.23 | 8.23 | 8.23 | 8.23 | 8.23 | 8.23 | 8.23 | 8.23 | 8.23 | 8.23 | 8.23 | 8.23 | 8.23 | 8.23 | 8.23 | 8.23 | 8.23 | 8.23 | 8.23
1931 |  | 8.23 | 8.23 | 8.23 | 7.48 | 7.06 | 8.65 | 8.5868 | 9 | 9 | 8.23 | 9 | 9 | 9 | 9 | 9 | 9 | 9 | 9 | 9 | 8.23 | 8.23 | 10.4281 | 8.23 | 8.23 | 8.23 | 8.23 | 8.23 | 8.23 | 8.23 | 8.23 | 8.23 | 8.23 | 8.23 | 8.23 | 8.23 | 8.23 | 8.23 | 8.23 | 8.23 | 8.23 | 8.23 | 8.23 | 8.23 | 8.23 | 8.23 | 8.23 | 8.23 | 8.23 | 8.23 | 8.23 | 8.23 | 8.23 | 8.23
1932 |  | 10.4339 | 8.23 | 8.23 | 7.48 | 9 | 9 | 9 | 9 | 7.06 | 9.42 | 9 | 9 | 9 | 9 | 9 | 9 | 9 | 9 | 9 | 8.23 | 10.9234 | 8.23 | 8.23 | 8.23 | 8.23 | 8.23 | 8.23 | 8.23 | 8.23 | 8.23 | 8.23 | 8.23 | 8.23 | 8.23 | 8.23 | 8.23 | 8.23 | 8.23 | 8.23 | 8.23 | 8.23 | 8.23 | 8.23 | 8.23 | 8.23 | 8.23 | 8.23 | 8.23 | 8.23 | 8.23 | 8.23 | 8.23 | 17.5033
1933 |  | 8.23 | 8.23 | 7.06 | 7.9 | 9 | 9 | 9 | 7.48 | 9 | 9 | 9 | 9 | 9 | 9 | 9 | 9 | 9 | 9 | 9 | 10.4478 | 8.23 | 8.23 | 8.23 | 8.23 | 8.23 | 8.23 | 8.23 | 8.23 | 8.23 | 8.23 | 8.23 | 8.23 | 8.23 | 8.23 | 8.23 | 8.23 | 8.23 | 8.23 | 8.23 | 8.23 | 8.23 | 8.23 | 8.23 | 8.23 | 8.23 | 8.23 | 8.23 | 8.23 | 8.23 | 8.23 | 8.23 | 17.7072 | 15.2358
1934 |  | 8.23 | 7.06 | 9 | 9 | 9.42 | 9 | 7.06 | 9.42 | 9 | 9 | 9 | 9 | 9 | 9 | 9 | 9 | 9 | 9 | 10.2675 | 8.23 | 8.23 | 8.23 | 8.23 | 8.23 | 8.23 | 8.23 | 8.23 | 8.23 | 8.23 | 8.23 | 8.23 | 8.23 | 8.23 | 8.23 | 8.23 | 8.23 | 8.23 | 8.23 | 8.23 | 8.23 | 8.23 | 8.23 | 8.23 | 8.23 | 8.23 | 8.23 | 8.23 | 8.23 | 8.23 | 8.23 | 18.0652 | 15.2389 | 16.5818
1935 |  | 8.23 | 8.23 | 9 | 10.4715 | 8.23 | 9 | 8.23 | 12.0216 | 8.2651 | 9.5807 | 8.6039 | 8.5869 | 9 | 8.4467 | 10.5145 | 9 | 9 | 10.8319 | 8.23 | 8.23 | 8.23 | 8.23 | 8.23 | 8.23 | 8.23 | 8.23 | 8.23 | 8.23 | 8.23 | 8.23 | 8.23 | 8.23 | 8.23 | 8.23 | 8.23 | 8.23 | 8.23 | 8.23 | 8.23 | 8.23 | 8.23 | 8.23 | 8.23 | 8.23 | 8.23 | 8.23 | 8.23 | 8.23 | 8.23 | 18.6036 | 15.2508 | 16.5316 | 9.7633
1936 |  | 8.23 | 8.3937 | 11.106 | 8.2934 | 8.23 | 8.3347 | 13.1448 | 8.5661 | 9.6647 | 8.6188 | 8.23 | 8.23 | 9.5879 | 10.5685 | 8.23 | 9 | 11.5276 | 8.23 | 8.23 | 8.23 | 8.23 | 8.23 | 8.23 | 8.23 | 8.23 | 8.23 | 8.23 | 8.23 | 8.23 | 8.23 | 8.23 | 8.23 | 8.23 | 8.23 | 8.23 | 8.23 | 8.23 | 8.23 | 8.23 | 8.23 | 8.23 | 8.23 | 8.23 | 8.23 | 8.23 | 8.23 | 8.23 | 8.2697 | 18.8963 | 15.2112 | 16.5435 | 9.7643 | 7.9779
1937 |  | 8.23 | 11.2546 | 8.23 | 8.23 | 8.23 | 12.8345 | 8.2967 | 9.6583 | 8.6479 | 8.23 | 8.23 | 9.6749 | 10.546 | 8.23 | 9 | 12.1396 | 8.23 | 8.23 | 8.23 | 8.23 | 8.23 | 8.23 | 8.23 | 8.23 | 8.23 | 8.23 | 8.23 | 8.23 | 8.23 | 8.23 | 8.23 | 8.23 | 8.23 | 8.23 | 8.23 | 8.23 | 8.23 | 8.23 | 8.23 | 8.23 | 8.23 | 8.23 | 8.23 | 8.23 | 8.23 | 8.23 | 8.2478 | 18.8032 | 15.2637 | 16.692 | 9.6466 | 7.9746 | 8.23
1938 |  | 10.6308 | 8.23 | 8.23 | 8.23 | 12.2555 | 8.8753 | 9.6912 | 8.6464 | 8.23 | 8.23 | 9.7777 | 10.6109 | 8.23 | 8.23 | 12.2944 | 8.23 | 8.23 | 8.23 | 7.06 | 8.65 | 8.23 | 8.23 | 8.23 | 8.23 | 8.23 | 8.23 | 8.23 | 8.23 | 8.23 | 8.23 | 8.23 | 8.23 | 8.23 | 8.23 | 8.23 | 8.23 | 8.23 | 8.23 | 8.23 | 8.23 | 8.23 | 8.23 | 8.23 | 8.23 | 8.23 | 8.7766 | 19.2335 | 15.2772 | 16.5814 | 9.7962 | 8.1871 | 8.23 | 8.23
1939 |  | 8.23 | 8.23 | 8.23 | 11.05 | 8.2627 | 9.6858 | 8.669 | 8.23 | 8.23 | 9.849 | 10.645 | 8.23 | 9 | 12.3636 | 8.23 | 8.23 | 8.23 | 7.06 | 9.42 | 8.23 | 8.23 | 8.23 | 8.23 | 8.23 | 8.23 | 8.23 | 8.23 | 8.23 | 8.23 | 8.23 | 8.23 | 8.23 | 8.23 | 8.23 | 8.23 | 8.23 | 8.23 | 8.23 | 8.23 | 8.23 | 8.23 | 8.23 | 8.23 | 8.23 | 8.373 | 19.0187 | 15.2933 | 16.5679 | 9.8181 | 7.967 | 8.23 | 8.23 | 8.23
1940 |  | 8.23 | 8.23 | 12.6038 | 8.8192 | 9.762 | 8.6638 | 8.23 | 8.23 | 9.8644 | 10.68 | 8.23 | 8.23 | 12.3644 | 8.23 | 8.23 | 8.23 | 7.06 | 9.42 | 9 | 8.23 | 8.23 | 8.23 | 8.23 | 8.23 | 8.23 | 8.23 | 8.23 | 8.23 | 8.23 | 8.23 | 8.23 | 8.23 | 8.23 | 8.23 | 8.23 | 8.23 | 8.23 | 8.23 | 8.23 | 8.23 | 8.23 | 8.23 | 8.23 | 8.4717 | 18.9381 | 15.5147 | 16.6417 | 9.7489 | 7.9646 | 8.23 | 8.23 | 8.23 | 8.23
1941 |  | 10.8248 | 11.705 | 9.4092 | 10.0674 | 9.5197 | 8.23 | 8.23 | 9.948 | 10.7221 | 8.23 | 8.23 | 11.9827 | 8.23 | 8.23 | 8.23 | 7.06 | 8.65 | 8.23 | 9 | 8.23 | 8.23 | 8.23 | 8.23 | 8.23 | 8.23 | 8.23 | 8.23 | 8.23 | 8.23 | 8.23 | 8.23 | 8.23 | 8.23 | 8.23 | 8.23 | 8.23 | 8.23 | 8.23 | 8.23 | 8.23 | 8.23 | 8.23 | 9.2585 | 19.0403 | 15.5433 | 16.6404 | 9.7659 | 7.9613 | 8.23 | 8.23 | 8.23 | 8.23 | 8.23
1942 |  | 10.3728 | 8.2842 | 9.6684 | 8.6974 | 8.23 | 8.2744 | 9.943 | 10.7324 | 8.249 | 8.23 | 13.3158 | 8.23 | 8.23 | 8.23 | 7.06 | 9.42 | 8.5868 | 9 | 9 | 8.23 | 8.23 | 8.23 | 8.23 | 8.23 | 8.23 | 8.23 | 8.23 | 8.23 | 8.23 | 8.23 | 8.23 | 8.23 | 8.23 | 8.23 | 8.23 | 8.23 | 8.23 | 8.23 | 8.23 | 8.23 | 8.23 | 8.23 | 18.5572 | 15.5332 | 16.6789 | 9.776 | 7.978 | 8.23 | 8.23 | 8.23 | 8.23 | 8.23 | 8.23
1943 |  | 8.23 | 8.5427 | 8.5864 | 8.6902 | 9 | 8.8837 | 10.7049 | 8.2507 | 9 | 11.977 | 8.23 | 8.23 | 8.23 | 7.06 | 9.42 | 9 | 9 | 9 | 7.06 | 8.65 | 8.23 | 8.23 | 8.23 | 8.23 | 8.23 | 8.23 | 8.23 | 8.23 | 8.23 | 8.23 | 8.23 | 8.23 | 8.23 | 8.23 | 8.23 | 8.23 | 8.23 | 8.23 | 8.23 | 8.23 | 8.5398 | 19.0458 | 15.5539 | 16.5941 | 9.8613 | 7.9537 | 8.23 | 8.23 | 8.23 | 8.23 | 8.23 | 8.23 | 8.23
1944 |  | 8.5099 | 8.6827 | 8.23 | 8.23 | 9.9596 | 10.7962 | 8.2584 | 9 | 12.1939 | 8.23 | 8.23 | 8.23 | 7.06 | 9.42 | 9 | 9 | 8.8685 | 7.06 | 9 | 8.65 | 8.23 | 8.23 | 8.23 | 8.23 | 8.23 | 8.23 | 8.23 | 8.23 | 8.23 | 8.23 | 8.23 | 8.23 | 8.23 | 8.23 | 8.23 | 8.23 | 8.23 | 8.23 | 8.23 | 8.4007 | 18.9431 | 15.6041 | 16.616 | 9.8432 | 7.9513 | 8.23 | 8.23 | 8.23 | 8.23 | 8.23 | 8.23 | 8.23 | 8.23
1945 |  | 8.23 | 8.23 | 8.23 | 9.0881 | 10.7571 | 8.3276 | 9 | 12.4788 | 8.23 | 8.23 | 7.7936 | 7.06 | 9.42 | 9 | 9 | 9 | 7.06 | 8.4527 | 7.9114 | 8.23 | 8.23 | 8.23 | 8.23 | 8.23 | 8.23 | 8.23 | 8.23 | 8.23 | 8.23 | 8.23 | 8.23 | 8.23 | 8.23 | 8.23 | 8.23 | 8.23 | 8.23 | 8.23 | 9.2937 | 19.1195 | 15.6336 | 16.646 | 9.8603 | 7.9479 | 8.23 | 8.23 | 8.23 | 8.23 | 8.23 | 8.23 | 8.23 | 8.23 | 8.3724
1946 |  | 8.23 | 8.23 | 8.6881 | 10.7779 | 8.3281 | 9 | 11.4653 | 8.23 | 8.23 | 8.23 | 7.06 | 9.42 | 9 | 9 | 9 | 7.06 | 9 | 7.48 | 8.4136 | 8.23 | 8.23 | 8.23 | 8.23 | 8.23 | 8.23 | 8.23 | 8.23 | 8.23 | 8.23 | 8.23 | 8.23 | 8.23 | 8.23 | 8.23 | 8.23 | 8.23 | 8.23 | 9.6587 | 19.1309 | 15.6247 | 16.7495 | 9.8445 | 7.9376 | 8.23 | 8.23 | 8.23 | 8.23 | 8.23 | 8.23 | 8.23 | 8.23 | 8.4093 | 10.5166
1947 |  | 8.8469 | 10.588 | 10.7278 | 8.353 | 8.23 | 12.6859 | 8.23 | 8.23 | 8.23 | 7.06 | 8.65 | 8.23 | 9 | 9 | 7.06 | 9.42 | 7.06 | 8.9785 | 8.23 | 8.23 | 8.23 | 8.23 | 8.23 | 8.23 | 8.23 | 8.23 | 8.23 | 8.23 | 8.23 | 8.23 | 8.23 | 8.23 | 8.23 | 8.23 | 8.23 | 8.23 | 10.1992 | 19.1411 | 15.6416 | 16.6811 | 9.934 | 7.9324 | 8.23 | 8.23 | 8.23 | 8.23 | 8.23 | 8.23 | 8.23 | 8.23 | 8.4669 | 10.5835 | 9.9938
1948 |  | 8.5746 | 10.7612 | 8.2599 | 8.23 | 12.8676 | 8.23 | 8.23 | 7.8303 | 7.06 | 8.65 | 8.5868 | 9 | 9 | 7.06 | 9.42 | 7.06 | 8.9292 | 8.23 | 8.23 | 8.23 | 8.23 | 8.23 | 8.23 | 8.23 | 8.23 | 8.23 | 8.23 | 8.23 | 8.23 | 8.23 | 8.23 | 8.23 | 8.23 | 8.23 | 8.23 | 10.3985 | 19.1756 | 15.6759 | 16.6811 | 9.9428 | 7.9291 | 8.23 | 8.23 | 8.23 | 8.23 | 8.23 | 8.23 | 8.23 | 8.23 | 8.5342 | 10.6696 | 9.9941 | 7.4582
1949 |  | 9.6966 | 8.3439 | 8.23 | 11.3085 | 8.8848 | 8.23 | 8.23 | 7.06 | 8.9588 | 8.5868 | 9 | 9 | 7.06 | 9.42 | 7.06 | 8.8583 | 8.23 | 8.23 | 8.23 | 8.23 | 8.23 | 8.23 | 8.23 | 8.23 | 8.23 | 8.23 | 8.23 | 8.23 | 8.23 | 8.23 | 8.23 | 8.23 | 8.23 | 8.23 | 10.6894 | 19.1588 | 15.6972 | 16.6941 | 9.9622 | 7.9248 | 8.23 | 8.23 | 8.23 | 8.23 | 8.23 | 8.23 | 8.23 | 8.23 | 8.6055 | 10.7171 | 10.0001 | 7.3038 | 8.23
1950 |  | 8.23 | 8.23 | 11.9507 | 8.23 | 8.23 | 7.06 | 7.48 | 9.42 | 8.5868 | 9 | 9 | 7.06 | 9 | 7.48 | 8.429 | 8.23 | 8.23 | 8.23 | 8.23 | 8.23 | 8.23 | 8.23 | 8.23 | 8.23 | 8.23 | 8.23 | 8.23 | 8.23 | 8.23 | 8.23 | 8.23 | 8.23 | 8.23 | 10.5548 | 19.1807 | 15.6935 | 16.7297 | 9.9878 | 8.1928 | 8.23 | 8.23 | 8.23 | 8.23 | 8.23 | 8.23 | 8.23 | 8.23 | 8.5357 | 10.7186 | 10.0148 | 7.5435 | 8.23 | 8.23
1951 |  | 8.23 | 12.0404 | 8.23 | 8.23 | 7.06 | 7.48 | 8.65 | 8.6104 | 9 | 9 | 7.06 | 9.42 | 7.06 | 8.9146 | 8.23 | 8.23 | 8.23 | 8.23 | 8.23 | 8.23 | 8.23 | 8.23 | 8.23 | 8.23 | 8.23 | 8.23 | 8.23 | 8.23 | 8.23 | 8.23 | 8.23 | 8.23 | 11.1102 | 19.195 | 15.7122 | 16.7681 | 9.972 | 7.9153 | 8.23 | 8.23 | 8.23 | 8.23 | 8.23 | 8.23 | 8.23 | 8.23 | 8.8507 | 10.745 | 10.046 | 7.8051 | 8.23 | 8.23 | 8.23
1952 |  | 12.5062 | 8.23 | 8.23 | 7.48 | 7.06 | 8.65 | 8.3651 | 8.586 | 9 | 7.06 | 9.42 | 7.06 | 8.65 | 9 | 7.48 | 8.23 | 8.23 | 8.23 | 9 | 8.23 | 8.23 | 8.23 | 8.23 | 8.23 | 8.23 | 8.23 | 8.23 | 8.23 | 8.23 | 8.23 | 8.23 | 11.644 | 19.2211 | 15.7309 | 16.742 | 10.0062 | 7.912 | 8.23 | 8.23 | 8.23 | 8.23 | 8.23 | 8.23 | 8.23 | 8.23 | 9.0074 | 10.7573 | 10.0456 | 7.9776 | 8.23 | 8.23 | 8.23 | 8.23
1953 |  | 8.23 | 7.48 | 7.06 | 7 | 9.42 | 9 | 9 | 7.48 | 7.06 | 9.42 | 8.23 | 8.1377 | 8.23 | 8.23 | 8.23 | 8.23 | 8.23 | 8.23 | 9 | 8.23 | 8.23 | 8.23 | 8.23 | 8.23 | 8.23 | 8.23 | 8.23 | 8.23 | 8.23 | 8.23 | 10.4323 | 19.2152 | 15.7645 | 16.867 | 9.9219 | 7.9078 | 8.23 | 8.23 | 8.23 | 8.23 | 8.23 | 8.23 | 8.23 | 8.23 | 9.1511 | 10.7638 | 10.0409 | 7.4148 | 8.23 | 8.23 | 8.23 | 8.23 | 8.23
1954 |  | 8.23 | 7.06 | 7.48 | 9.42 | 8.23 | 9 | 9 | 7.06 | 9.42 | 7.48 | 8.4422 | 8.23 | 8.23 | 8.23 | 8.23 | 8.23 | 8.4756 | 9 | 8.4087 | 8.23 | 8.23 | 8.23 | 8.23 | 8.23 | 8.23 | 8.23 | 8.23 | 8.23 | 8.23 | 10.6943 | 19.2297 | 15.7763 | 16.882 | 9.9645 | 8.0066 | 8.23 | 8.23 | 8.23 | 8.23 | 8.23 | 8.23 | 8.23 | 8.23 | 9.1987 | 10.7904 | 10.046 | 7.1867 | 8.23 | 8.23 | 8.23 | 8.23 | 8.23 | 8.23
1955 |  | 8.23 | 8.23 | 8.23 | 10.8746 | 8.23 | 8.23 | 7.48 | 9 | 7.7673 | 7.48 | 9.42 | 8.58 | 7.48 | 7.9 | 8.1668 | 9.42 | 9 | 9 | 9 | 8.23 | 8.23 | 8.23 | 8.23 | 8.23 | 8.23 | 8.23 | 8.23 | 8.23 | 10.8216 | 19.2422 | 15.7805 | 16.8947 | 9.9776 | 7.8983 | 8.23 | 8.23 | 8.23 | 8.23 | 8.23 | 8.23 | 8.23 | 8.23 | 9.4441 | 10.7825 | 10.0716 | 7.2669 | 8.23 | 8.23 | 8.23 | 8.23 | 8.23 | 8.23 | 8.23
1956 |  | 8.23 | 11.3854 | 11.1261 | 8.23 | 8.23 | 7.8385 | 8.23 | 8.23 | 7.06 | 9.42 | 9 | 7.06 | 7.48 | 9.42 | 9 | 9 | 9 | 9 | 9 | 8.23 | 8.23 | 8.23 | 8.23 | 8.23 | 8.23 | 8.23 | 8.23 | 10.6749 | 19.177 | 15.7902 | 16.8743 | 10.0085 | 7.8949 | 8.23 | 8.23 | 8.23 | 8.23 | 8.23 | 8.23 | 8.23 | 8.23 | 9.6222 | 10.8022 | 10.0678 | 7.3466 | 8.23 | 8.23 | 8.23 | 8.23 | 8.23 | 8.23 | 8.23 | 8.23
1957 |  | 12.5952 | 10.8023 | 8.23 | 8.23 | 8.23 | 8.23 | 8.23 | 7.06 | 9.42 | 9 | 7.48 | 7.48 | 9 | 9 | 9 | 9 | 9 | 9 | 9 | 8.23 | 8.23 | 8.23 | 8.23 | 8.23 | 8.23 | 8.23 | 10.722 | 19.1526 | 15.8187 | 16.8247 | 10.0735 | 7.8925 | 8.23 | 8.23 | 8.23 | 8.23 | 8.23 | 8.23 | 8.23 | 8.23 | 9.7602 | 10.8335 | 10.0772 | 7.2441 | 8.23 | 8.23 | 8.23 | 8.23 | 8.23 | 8.23 | 8.23 | 8.23 | 8.23
1958 |  | 9.3224 | 8.23 | 8.23 | 7.06 | 8.8914 | 7.7424 | 7.48 | 9.42 | 9 | 7.06 | 7.9 | 8.58 | 9.42 | 9 | 9 | 9 | 9 | 9 | 9 | 8.23 | 8.23 | 8.23 | 8.23 | 8.23 | 8.23 | 10.3719 | 18.2002 | 15.8162 | 16.9126 | 10.0347 | 7.8902 | 8.23 | 8.23 | 8.23 | 8.23 | 8.23 | 8.23 | 8.23 | 8.23 | 9.8792 | 10.8644 | 10.1204 | 7.3816 | 8.23 | 8.23 | 8.23 | 8.23 | 8.23 | 8.23 | 8.23 | 8.23 | 8.23 | 8.4536
1959 |  | 8.23 | 8.23 | 7.06 | 9.42 | 7.06 | 7.7186 | 9.42 | 7.504 | 7.48 | 8.23 | 8.4756 | 9 | 9 | 9 | 9 | 9 | 9 | 9 | 8.23 | 8.23 | 8.23 | 8.23 | 8.23 | 8.23 | 10.5234 | 18.383 | 15.8279 | 16.8179 | 10.1423 | 7.8868 | 8.23 | 8.23 | 8.23 | 8.23 | 8.23 | 8.23 | 8.23 | 8.23 | 10.0213 | 10.8695 | 10.1562 | 7.6491 | 8.23 | 8.23 | 8.23 | 8.23 | 8.23 | 8.23 | 8.23 | 8.23 | 8.23 | 8.4044 | 11.9037
1960 |  | 8.23 | 8.23 | 8.23 | 9 | 7.06 | 9.42 | 9 | 7.084 | 7.9 | 9 | 9 | 9 | 9 | 9 | 9 | 9 | 9 | 7.48 | 8.3922 | 8.23 | 8.23 | 8.23 | 8.23 | 10.871 | 19.305 | 15.84 | 16.8313 | 10.1297 | 7.9075 | 8.23 | 8.23 | 8.23 | 8.23 | 8.23 | 8.23 | 8.23 | 8.23 | 10.1552 | 10.8831 | 10.1482 | 7.6079 | 8.23 | 8.23 | 8.23 | 8.23 | 8.23 | 8.23 | 8.23 | 8.23 | 8.23 | 8.4862 | 11.9953 | 8.4023
1961 |  | 8.23 | 8.23 | 8.23 | 8.4244 | 9.42 | 8.5868 | 8.2409 | 7.9 | 9 | 9 | 9 | 9 | 9 | 9 | 9 | 9 | 7.48 | 8.58 | 9.42 | 8.23 | 8.23 | 8.23 | 10.7499 | 18.5036 | 15.8686 | 16.8518 | 10.1332 | 7.974 | 8.23 | 8.23 | 8.23 | 8.23 | 8.23 | 8.23 | 8.23 | 8.23 | 10.2204 | 10.8938 | 10.1693 | 7.8649 | 8.23 | 8.23 | 8.23 | 8.23 | 8.23 | 8.23 | 8.23 | 8.23 | 8.23 | 8.4397 | 11.9604 | 8.7113 | 14.8856
1962 |  | 10.2092 | 8.23 | 8.23 | 8.23 | 8.23 | 8.23 | 8.5868 | 9 | 9 | 9 | 9 | 9 | 9 | 9 | 9 | 9 | 8.58 | 9.42 | 8.23 | 8.23 | 8.23 | 11.2647 | 18.3969 | 15.8655 | 16.9387 | 10.0959 | 8.1988 | 8.23 | 8.23 | 8.23 | 8.23 | 8.23 | 8.23 | 8.23 | 8.23 | 10.1316 | 10.9276 | 10.1921 | 8.0613 | 8.23 | 8.23 | 8.23 | 8.23 | 8.23 | 8.23 | 8.23 | 8.23 | 8.23 | 8.4236 | 11.9477 | 8.5012 | 15.1018 | 7.9177
1963 |  | 8.23 | 7.48 | 8.23 | 8.4756 | 9 | 8.8412 | 9 | 9 | 9 | 9 | 9 | 9 | 9 | 9 | 7.48 | 8.58 | 9.42 | 9 | 9 | 8.23 | 10.6232 | 17.5373 | 15.8776 | 16.8623 | 10.1881 | 7.8773 | 8.23 | 8.23 | 8.23 | 8.23 | 8.23 | 8.23 | 8.23 | 8.23 | 10.524 | 10.9315 | 10.2139 | 8.03 | 8.23 | 8.23 | 8.23 | 8.23 | 8.23 | 8.23 | 8.23 | 8.23 | 8.23 | 8.5041 | 12.0306 | 8.4261 | 15.1955 | 8.5423 | 12.9648
1964 |  | 8.23 | 9.1819 | 8.23 | 8.23 | 8.23 | 8.23 | 8.6944 | 8.5657 | 9 | 10.8977 | 8.6089 | 10.2917 | 9 | 9 | 9 | 9 | 8.23 | 9 | 9 | 10.7259 | 18.1031 | 15.9227 | 16.9354 | 10.1287 | 8.1121 | 8.23 | 8.23 | 8.23 | 8.23 | 8.23 | 8.23 | 8.23 | 8.23 | 10.457 | 10.94 | 10.3974 | 8.23 | 8.23 | 8.23 | 8.23 | 8.23 | 8.23 | 8.23 | 8.23 | 8.23 | 8.23 | 8.418 | 11.9623 | 8.4473 | 15.2079 | 7.9285 | 13.5672 | 16.8052
1965 |  | 11.7473 | 8.23 | 8.23 | 8.23 | 8.23 | 8.23 | 9.2143 | 8.23 | 11.7289 | 8.6155 | 10.3398 | 8.23 | 8.23 | 9 | 8.23 | 8.23 | 9 | 9 | 12.0845 | 18.7077 | 15.9578 | 16.9123 | 10.1915 | 7.8826 | 8.23 | 8.23 | 8.23 | 8.23 | 8.23 | 8.23 | 8.23 | 8.23 | 10.7584 | 10.956 | 10.2482 | 8.2172 | 8.23 | 8.23 | 8.23 | 8.23 | 8.23 | 8.23 | 8.23 | 8.23 | 8.23 | 8.5711 | 12.1096 | 8.5508 | 15.1235 | 8.1461 | 13.3778 | 16.8029 | 9.7339
1966 |  | 8.23 | 8.23 | 8.23 | 8.23 | 8.23 | 9 | 9 | 8.9918 | 8.6157 | 10.3719 | 9 | 9 | 8.58 | 9.42 | 8.23 | 8.4756 | 9 | 11.3611 | 17.7929 | 15.9552 | 16.9546 | 10.2313 | 7.8641 | 8.23 | 8.23 | 8.23 | 8.23 | 8.23 | 8.23 | 8.23 | 8.23 | 10.8562 | 10.9891 | 10.2537 | 8.2153 | 8.23 | 8.23 | 8.23 | 8.23 | 8.23 | 8.23 | 8.23 | 8.23 | 8.23 | 8.6201 | 12.2234 | 8.474 | 15.2056 | 8.0523 | 13.4997 | 16.8109 | 9.7448 | 7.9264
1967 |  | 8.23 | 8.23 | 8.23 | 8.23 | 9.416 | 9 | 11.0534 | 8.6396 | 10.4012 | 8.23 | 9 | 9 | 8.5868 | 8.23 | 9 | 9 | 11.9141 | 17.7763 | 15.9753 | 17.0397 | 10.1785 | 7.974 | 8.23 | 8.23 | 8.23 | 8.23 | 8.23 | 8.23 | 8.23 | 8.23 | 10.9026 | 10.9911 | 10.7443 | 8.23 | 8.23 | 8.23 | 8.23 | 8.23 | 8.23 | 8.23 | 8.23 | 8.23 | 8.23 | 8.5108 | 12.1171 | 8.4651 | 15.2308 | 7.8784 | 13.7138 | 16.8392 | 9.7495 | 7.8188 | 15.1246
1968 |  | 8.23 | 8.23 | 9.899 | 9.6325 | 8.23 | 11.6203 | 8.9108 | 10.399 | 8.23 | 8.23 | 8.23 | 8.23 | 8.23 | 9 | 9 | 12.685 | 18.6903 | 15.9894 | 16.9564 | 10.2616 | 7.8739 | 8.23 | 8.23 | 8.23 | 8.23 | 8.23 | 8.23 | 8.23 | 8.23 | 11.1235 | 11.8468 | 10.4469 | 8.23 | 8.23 | 8.23 | 8.23 | 8.23 | 8.23 | 8.23 | 8.23 | 8.23 | 8.23 | 8.4012 | 11.9888 | 8.4855 | 15.2335 | 7.8538 | 13.7147 | 16.8444 | 9.7607 | 7.8293 | 15.1201 | 16.3749
1969 |  | 8.23 | 9.9251 | 9.5446 | 8.23 | 11.8921 | 8.7115 | 10.4283 | 8.23 | 8.23 | 8.23 | 8.23 | 8.23 | 8.23 | 9 | 12.5824 | 19.4213 | 16.0249 | 17.0032 | 10.2567 | 7.9678 | 8.23 | 8.23 | 8.23 | 8.23 | 8.23 | 8.23 | 8.23 | 8.23 | 11.1728 | 11.0162 | 11.2863 | 8.23 | 8.23 | 8.23 | 8.23 | 8.23 | 8.23 | 8.23 | 8.23 | 8.23 | 8.23 | 8.4771 | 12.0861 | 8.4841 | 15.2602 | 8.034 | 13.5578 | 16.8468 | 9.7807 | 7.7971 | 15.1712 | 16.3776 | 12.2844
1970 |  | 8.4044 | 9.5809 | 8.23 | 11.5642 | 8.9843 | 10.4643 | 8.23 | 8.23 | 8.23 | 8.23 | 8.2479 | 8.23 | 9 | 13.0993 | 18.8744 | 16.0225 | 17.0865 | 10.2288 | 7.9101 | 8.23 | 8.23 | 8.23 | 8.23 | 8.23 | 8.23 | 8.23 | 8.23 | 11.3461 | 11.8673 | 10.6445 | 8.23 | 8.23 | 8.23 | 8.23 | 8.23 | 8.23 | 8.23 | 8.23 | 8.23 | 8.23 | 8.4909 | 12.1486 | 8.8026 | 14.96 | 7.9653 | 13.6577 | 16.8551 | 9.7845 | 7.9747 | 15.031 | 16.3897 | 12.2858 | 12.8779
1971 |  | 8.23 | 8.23 | 11.7475 | 8.7119 | 10.4683 | 8.23 | 8.23 | 8.23 | 8.23 | 8.3462 | 8.5914 | 9 | 12.6073 | 18.9049 | 16.0418 | 16.9956 | 10.3359 | 7.8441 | 8.23 | 8.23 | 8.23 | 8.23 | 8.23 | 8.23 | 8.23 | 8.23 | 11.5428 | 11.9702 | 10.7782 | 8.23 | 8.23 | 8.23 | 8.23 | 8.23 | 8.23 | 8.23 | 8.23 | 8.23 | 8.23 | 8.5272 | 12.0906 | 9.0998 | 14.7227 | 7.8717 | 13.7684 | 16.8548 | 9.785 | 7.7536 | 15.2669 | 16.3989 | 12.2915 | 12.875 | 8.5079
1972 |  | 8.23 | 10.3501 | 8.6082 | 10.4758 | 8.23 | 8.23 | 8.23 | 8.23 | 8.4439 | 8.5868 | 9 | 13.9734 | 17.4623 | 16.0546 | 17.0056 | 10.3337 | 8.1049 | 8.23 | 8.23 | 8.23 | 8.23 | 8.23 | 8.23 | 8.23 | 8.23 | 11.4878 | 11.0621 | 11.5435 | 8.23 | 8.23 | 8.23 | 8.23 | 8.23 | 8.23 | 8.23 | 8.23 | 8.23 | 8.23 | 8.5857 | 12.2816 | 8.5593 | 15.3139 | 8.0682 | 13.588 | 16.881 | 9.794 | 7.7565 | 15.2683 | 16.4193 | 12.3149 | 12.8887 | 8.2566 | 8.5655
1973 |  | 10.9802 | 8.7226 | 10.3703 | 8.23 | 8.23 | 8.23 | 8.23 | 8.5032 | 8.23 | 8.23 | 13.4763 | 18.9042 | 16.0889 | 17.0341 | 10.3306 | 7.8379 | 8.23 | 8.23 | 8.23 | 8.23 | 8.23 | 8.23 | 8.23 | 8.23 | 11.8525 | 11.3585 | 11.2897 | 8.23 | 8.23 | 8.23 | 8.23 | 8.23 | 8.23 | 8.23 | 8.23 | 8.23 | 8.23 | 8.6489 | 12.3654 | 8.5964 | 15.313 | 8.0267 | 13.6765 | 16.8799 | 9.8246 | 7.9022 | 15.1369 | 16.4224 | 12.3282 | 12.9007 | 8.4076 | 8.3415 | 8.7261
1974 |  | 8.23 | 9.1498 | 8.23 | 8.4651 | 8.8468 | 8.65 | 8.23 | 9 | 9 | 12.4234 | 17.3869 | 16.1079 | 17.0533 | 10.3544 | 7.8344 | 8.23 | 8.23 | 8.23 | 8.23 | 8.23 | 8.23 | 8.23 | 8.23 | 11.9806 | 12.6861 | 10.6135 | 8.23 | 8.23 | 8.23 | 8.23 | 8.23 | 8.23 | 8.23 | 8.23 | 8.23 | 8.23 | 8.539 | 12.1541 | 8.6018 | 15.3131 | 7.9592 | 13.7043 | 16.9831 | 9.8141 | 7.7801 | 15.2937 | 16.441 | 12.3243 | 12.9201 | 8.267 | 8.3828 | 8.82 | 13.0843
1975 |  | 9.6371 | 8.23 | 8.23 | 8.7347 | 8.23 | 8.23 | 9 | 8.5868 | 13.6242 | 17.2267 | 16.1239 | 17.1687 | 10.3003 | 7.8301 | 8.23 | 8.23 | 8.23 | 8.23 | 8.23 | 8.23 | 8.23 | 8.23 | 12.1604 | 13.0327 | 10.4183 | 8.23 | 8.23 | 8.23 | 8.23 | 8.23 | 8.23 | 8.23 | 8.23 | 8.23 | 8.23 | 8.4931 | 12.2844 | 8.6919 | 15.2192 | 8.142 | 13.5674 | 17.0099 | 9.8233 | 7.7654 | 15.3366 | 16.4339 | 12.3311 | 12.9176 | 8.7702 | 8.23 | 8.6344 | 13.1021 | 10.8271
1976 |  | 8.23 | 7.06 | 7.9 | 9 | 8.23 | 9 | 9 | 12.8942 | 17.3123 | 15.8888 | 17.1016 | 10.3866 | 7.8234 | 8.23 | 8.23 | 8.23 | 8.23 | 8.23 | 8.23 | 8.23 | 8.23 | 12.3322 | 12.7372 | 10.6458 | 8.23 | 8.23 | 8.23 | 8.23 | 8.23 | 8.23 | 8.23 | 8.23 | 8.23 | 8.23 | 8.5892 | 12.3318 | 8.7883 | 15.2014 | 8.2727 | 13.5073 | 16.9954 | 9.8516 | 7.7806 | 15.3147 | 16.4602 | 12.3454 | 12.927 | 8.2807 | 8.4317 | 8.8301 | 13.2015 | 10.829 | 15.4929
1977 |  | 8.23 | 8.23 | 8.23 | 9.1221 | 8.23 | 8.23 | 13.8095 | 18.0543 | 16.169 | 17.1719 | 10.3427 | 8.2921 | 8.23 | 8.23 | 8.23 | 8.23 | 8.23 | 8.23 | 8.23 | 8.23 | 12.0977 | 11.8617 | 11.3281 | 8.23 | 8.23 | 8.23 | 8.23 | 8.23 | 8.23 | 8.23 | 8.23 | 8.23 | 8.23 | 9.0846 | 12.1705 | 8.8451 | 15.1781 | 8.3802 | 13.4729 | 16.9584 | 9.8927 | 8.1714 | 14.9834 | 16.4529 | 12.3638 | 12.9338 | 8.2875 | 8.5571 | 8.9081 | 13.0615 | 10.8415 | 15.4952 | 8.6615
1978 |  | 8.4819 | 12.0285 | 10.5592 | 8.23 | 8.2418 | 13.562 | 19.7752 | 15.9378 | 17.1264 | 10.4306 | 8.1805 | 8.23 | 8.23 | 8.23 | 8.23 | 8.23 | 8.23 | 8.23 | 8.23 | 12.3113 | 12.5792 | 11.235 | 8.23 | 8.23 | 8.23 | 8.23 | 8.23 | 8.23 | 8.23 | 8.23 | 8.23 | 8.23 | 8.8715 | 12.0956 | 9.0633 | 14.984 | 8.112 | 13.7756 | 16.9923 | 9.8836 | 7.8153 | 15.4037 | 16.4686 | 12.3626 | 12.9568 | 8.2927 | 8.4477 | 8.8456 | 13.0597 | 11.0216 | 15.5038 | 8.6643 | 7.7485
1979 |  | 11.0696 | 10.2798 | 8.23 | 8.23 | 13.394 | 19.8181 | 15.9195 | 17.2063 | 10.3804 | 8.4005 | 8.23 | 8.23 | 8.23 | 8.23 | 8.23 | 8.23 | 8.23 | 8.3359 | 12.1791 | 12.8369 | 11.015 | 8.23 | 8.23 | 8.23 | 8.23 | 8.23 | 8.23 | 8.23 | 8.23 | 8.23 | 8.3166 | 9.1132 | 12.5504 | 8.6663 | 14.8079 | 8.3767 | 13.5414 | 16.9898 | 9.8979 | 7.8127 | 15.4451 | 16.5074 | 12.3687 | 12.9511 | 8.3176 | 8.4165 | 8.8975 | 13.1015 | 10.9981 | 15.5081 | 8.8273 | 8.23 | 8.23
1980 |  | 10.508 | 8.23 | 8.23 | 13.5952 | 18.096 | 15.9449 | 17.1221 | 10.4615 | 8.2457 | 8.23 | 8.23 | 8.23 | 8.23 | 8.23 | 8.23 | 8.23 | 8.7771 | 12.9457 | 12.0441 | 10.7118 | 8.23 | 8.23 | 8.23 | 8.23 | 8.23 | 8.23 | 8.23 | 8.23 | 8.23 | 8.8135 | 9.1711 | 11.7064 | 9.4913 | 14.6267 | 8.4899 | 13.4545 | 17.0081 | 9.9206 | 8.0056 | 15.2635 | 16.5439 | 12.4191 | 12.9671 | 8.304 | 8.4204 | 8.9271 | 13.0765 | 11.0194 | 15.5293 | 8.6951 | 7.9975 | 8.23 | 8.23
1981 |  | 8.23 | 8.23 | 13.5896 | 16.2946 | 15.9654 | 17.213 | 10.3976 | 7.8076 | 8.23 | 8.23 | 8.23 | 8.23 | 8.23 | 8.23 | 8.23 | 9.455 | 12.5835 | 12.1909 | 10.3798 | 8.23 | 8.23 | 8.23 | 8.23 | 8.23 | 8.23 | 8.23 | 8.23 | 8.7232 | 8.973 | 9.1767 | 11.5418 | 9.722 | 14.4431 | 8.6862 | 13.2841 | 17.0287 | 9.9533 | 8.136 | 15.1631 | 16.5388 | 12.4413 | 13.0059 | 8.3114 | 8.4193 | 8.9498 | 13.0919 | 11.0303 | 15.5306 | 8.7135 | 7.7386 | 8.23 | 8.23 | 8.23
1982 |  | 9.2754 | 13.7916 | 19.1803 | 15.9233 | 17.2719 | 10.393 | 7.8044 | 8.23 | 8.23 | 8.23 | 8.23 | 8.23 | 8.23 | 8.4536 | 9.5682 | 12.5515 | 11.8777 | 10.514 | 8.6857 | 8.23 | 8.23 | 8.23 | 8.23 | 8.23 | 8.23 | 8.23 | 8.69 | 8.9638 | 9.2094 | 11.7561 | 9.5869 | 14.233 | 8.9133 | 13.0959 | 17.0386 | 9.9451 | 7.9898 | 15.3435 | 16.55 | 12.4475 | 13.0281 | 8.3402 | 8.4269 | 8.9563 | 13.1055 | 11.0442 | 15.5987 | 8.6712 | 8.1934 | 8.23 | 8.23 | 8.23 | 8.23
1983 |  | 13.7324 | 16.1764 | 16.0762 | 17.1678 | 10.5092 | 7.8008 | 8.23 | 8.23 | 8.23 | 8.23 | 8.23 | 8.23 | 8.7764 | 9.5732 | 12.7482 | 11.4504 | 10.6391 | 8.6991 | 8.23 | 8.23 | 8.23 | 8.23 | 8.23 | 8.23 | 8.23 | 8.9444 | 8.9866 | 9.214 | 11.3914 | 9.9875 | 14.0598 | 9.1413 | 12.9204 | 17.0537 | 9.9627 | 7.894 | 15.4792 | 16.5695 | 12.4609 | 13.0521 | 8.3691 | 8.4457 | 8.992 | 13.0975 | 11.0786 | 15.5391 | 8.7239 | 7.79 | 8.23 | 8.23 | 8.23 | 8.23 | 8.23
1984 |  | 13.5383 | 13.4125 | 17.173 | 10.5125 | 7.7982 | 8.23 | 8.23 | 8.23 | 8.23 | 8.23 | 8.23 | 9.1217 | 9.6031 | 12.7537 | 11.3877 | 10.5387 | 8.7103 | 8.23 | 8.23 | 8.23 | 8.23 | 8.23 | 8.23 | 8.23 | 9.2253 | 9.031 | 9.2132 | 11.8538 | 9.5705 | 13.8977 | 9.3562 | 12.7192 | 17.0738 | 10.2275 | 8.23 | 14.9326 | 16.593 | 12.4795 | 13.0529 | 8.4197 | 8.4348 | 9.0164 | 13.2804 | 10.9151 | 15.5565 | 8.734 | 7.73 | 8.23 | 8.23 | 8.23 | 8.23 | 8.23 | 8.23
1985 |  | 12.1645 | 12.5119 | 12.1317 | 8.6126 | 8.23 | 8.23 | 8.23 | 8.23 | 8.23 | 8.23 | 8.23 | 8.4302 | 13.0759 | 12.5752 | 10.408 | 8.23 | 8.23 | 8.23 | 7.06 | 8.65 | 8.23 | 8.23 | 8.23 | 9.3144 | 9.055 | 9.2253 | 11.5742 | 9.8724 | 13.7535 | 9.5605 | 12.5552 | 17.0895 | 10.0065 | 7.947 | 15.4616 | 16.5966 | 12.5047 | 13.0685 | 8.3727 | 8.4618 | 9.076 | 13.3181 | 10.9196 | 15.5552 | 8.7647 | 7.7602 | 8.23 | 8.23 | 8.23 | 8.23 | 8.23 | 8.23 | 8.23
1986 |  | 13.083 | 10.9061 | 8.618 | 8.23 | 8.23 | 7.48 | 7.06 | 8.65 | 8.23 | 8.23 | 8.23 | 13.3497 | 12.5003 | 10.5574 | 8.23 | 8.23 | 8.23 | 7.06 | 7 | 8.65 | 8.23 | 8.23 | 9.8774 | 9.0687 | 9.2757 | 11.3083 | 10.1846 | 13.5598 | 9.7676 | 12.3857 | 17.1052 | 10.0054 | 8.2217 | 15.2434 | 16.6105 | 12.5051 | 13.0896 | 8.877 | 8.2711 | 8.8498 | 13.2135 | 11.0613 | 15.5603 | 8.7594 | 7.7589 | 8.23 | 8.23 | 8.23 | 8.23 | 8.23 | 8.23 | 8.23 | 8.23
1987 |  | 8.3974 | 8.23 | 8.23 | 7.48 | 7.06 | 7.48 | 9.42 | 7.48 | 9 | 9 | 12.0208 | 11.9636 | 10.5876 | 8.23 | 8.23 | 8.23 | 7.06 | 7 | 7.48 | 8.65 | 8.23 | 10.6723 | 9.1179 | 9.288 | 12.0977 | 9.4333 | 13.4123 | 9.9499 | 12.226 | 17.1136 | 10.0204 | 7.8983 | 15.6035 | 16.6259 | 12.5225 | 13.0926 | 8.4107 | 8.4786 | 9.1258 | 13.1512 | 11.1715 | 15.5969 | 8.7755 | 7.7827 | 8.23 | 8.23 | 8.23 | 8.23 | 8.23 | 8.23 | 8.23 | 8.23 | 8.23
1988 |  | 8.23 | 8.23 | 7.06 | 7.48 | 7.0283 | 9.42 | 7.06 | 9.42 | 9 | 11.2355 | 11.8692 | 10.5252 | 8.23 | 8.23 | 8.23 | 7.06 | 7 | 7.48 | 9.42 | 8.23 | 10.1306 | 9.1063 | 9.2546 | 11.4708 | 10.0772 | 13.2736 | 10.0969 | 12.0889 | 17.1358 | 10.0311 | 8.5132 | 15.006 | 16.6634 | 12.5313 | 13.1116 | 8.4067 | 8.4928 | 9.2976 | 13.043 | 11.1498 | 15.621 | 8.816 | 7.7158 | 8.23 | 8.23 | 8.23 | 8.23 | 8.23 | 8.23 | 8.23 | 8.23 | 8.23 | 8.23
1989 |  | 8.23 | 7.48 | 7.06 | 7.48 | 9.42 | 7.4992 | 9 | 9 | 12.0653 | 12.1759 | 10.8351 | 8.23 | 8.23 | 8.23 | 7.06 | 7.42 | 7.06 | 9.42 | 9 | 9.4895 | 9.1287 | 9.3111 | 11.401 | 10.1132 | 13.8714 | 9.6421 | 11.8915 | 17.1309 | 10.0528 | 7.8849 | 15.6338 | 16.6666 | 12.5641 | 13.1268 | 8.4167 | 8.4993 | 9.4993 | 12.8908 | 11.1715 | 15.6734 | 8.7994 | 7.8061 | 8.23 | 8.23 | 8.23 | 8.23 | 8.23 | 8.23 | 8.23 | 8.23 | 8.23 | 8.23 | 8.23
1990 |  | 8.23 | 8.23 | 7.06 | 8.65 | 8.23 | 8.23 | 9.2296 | 13.5085 | 12.8406 | 10.4536 | 8.23 | 8.23 | 8.23 | 7.06 | 7 | 7.48 | 9.42 | 9 | 9.5858 | 9.5782 | 9.3531 | 11.6681 | 9.9167 | 13.0355 | 10.4671 | 11.7506 | 17.1472 | 10.052 | 8.2558 | 15.3016 | 16.6776 | 12.5644 | 13.1545 | 8.4511 | 8.4955 | 9.6889 | 12.7052 | 11.2126 | 15.6819 | 8.8037 | 7.9704 | 8.23 | 8.23 | 8.23 | 8.23 | 8.23 | 8.23 | 8.23 | 8.23 | 8.23 | 8.23 | 8.23 | 8.23
1991 |  | 8.23 | 8.23 | 8.23 | 8.23 | 10.5104 | 9.8381 | 13.3081 | 11.1723 | 10.5599 | 8.7931 | 8.23 | 8.23 | 7.06 | 7.1278 | 8.1515 | 9 | 8.23 | 11.0531 | 9.4914 | 9.5411 | 11.7778 | 9.8835 | 12.798 | 10.6759 | 11.6189 | 17.1586 | 10.0631 | 7.9157 | 15.6808 | 16.6831 | 12.5772 | 13.1604 | 8.4557 | 8.5126 | 9.7287 | 12.701 | 11.2398 | 15.7028 | 8.8189 | 8.1042 | 8.23 | 8.23 | 8.23 | 8.23 | 8.23 | 8.23 | 8.23 | 8.23 | 8.23 | 8.23 | 8.23 | 8.23 | 8.23
1992 |  | 8.23 | 8.7066 | 8.23 | 11.4187 | 9.824 | 12.6144 | 11.1284 | 10.5596 | 8.8654 | 8.23 | 8.23 | 7.48 | 7.06 | 8.65 | 8.23 | 8.23 | 11.2776 | 9.9459 | 9.4333 | 11.603 | 10.2288 | 13.5895 | 9.9383 | 11.4466 | 17.1697 | 10.0776 | 7.9342 | 15.653 | 16.7077 | 12.5916 | 13.1862 | 8.4524 | 8.5967 | 9.7101 | 12.7783 | 11.1688 | 15.7278 | 8.8653 | 8.2053 | 8.23 | 8.23 | 8.23 | 8.23 | 8.23 | 8.23 | 8.23 | 8.23 | 8.23 | 8.23 | 8.23 | 8.23 | 8.23 | 8.23
1993 |  | 10.6488 | 8.23 | 11.2014 | 9.9052 | 12.2405 | 11.3426 | 10.5613 | 8.8663 | 8.23 | 8.23 | 8.23 | 7.06 | 8.65 | 8.23 | 8.23 | 11.2772 | 10.1404 | 9.471 | 11.9339 | 9.905 | 12.4914 | 10.3157 | 12.0268 | 17.1727 | 10.1032 | 7.9317 | 15.6763 | 16.7049 | 12.6176 | 13.1878 | 8.4638 | 8.5295 | 10.078 | 12.4875 | 11.2163 | 15.7246 | 8.9499 | 8.2221 | 8.23 | 8.23 | 8.23 | 8.23 | 8.23 | 8.23 | 8.23 | 8.23 | 8.23 | 8.23 | 8.23 | 8.23 | 8.23 | 8.23 | 8.23
1994 |  | 8.23 | 9.8928 | 9.6994 | 13.4649 | 10.8772 | 10.5551 | 8.8571 | 8.23 | 8.23 | 7.06 | 7 | 8.65 | 9 | 8.5868 | 11.115 | 9.4619 | 9.4906 | 12.3858 | 9.4883 | 12.9557 | 10.671 | 11.1501 | 17.192 | 10.0964 | 8.2857 | 15.3605 | 16.7208 | 12.6099 | 13.2034 | 8.4718 | 8.5656 | 9.853 | 12.7407 | 11.2224 | 15.7411 | 8.8707 | 8.0534 | 8.23 | 8.23 | 8.23 | 8.23 | 8.23 | 8.23 | 8.23 | 8.23 | 8.23 | 8.23 | 8.23 | 8.23 | 8.23 | 8.23 | 8.23 | 8.23
1995 |  | 12.0231 | 10.0057 | 12.5613 | 11.0489 | 10.5585 | 8.8641 | 8.23 | 8.23 | 7.7853 | 7.06 | 8.65 | 8.23 | 8.23 | 11.4287 | 10.6513 | 9.4877 | 12.8427 | 9.1388 | 12.3081 | 10.4604 | 11.7979 | 17.2408 | 10.1086 | 8.5826 | 15.1141 | 16.7278 | 12.6227 | 13.1998 | 8.5651 | 8.5403 | 9.7803 | 12.7257 | 11.3217 | 15.7482 | 9.1157 | 8.23 | 8.23 | 8.23 | 8.23 | 8.23 | 8.23 | 8.23 | 8.23 | 8.23 | 8.23 | 8.23 | 8.23 | 8.23 | 8.23 | 8.23 | 8.23 | 8.23 | 8.23
1996 |  | 8.23 | 13.7866 | 11.0619 | 10.5419 | 8.8481 | 8.23 | 8.23 | 7.06 | 7.42 | 7.06 | 9.42 | 9 | 10.7867 | 9.6591 | 9.5204 | 12.853 | 9.1173 | 12.7302 | 10.7766 | 10.9569 | 17.2547 | 10.1656 | 8.1145 | 15.5612 | 16.7511 | 12.648 | 13.2139 | 8.497 | 8.6599 | 9.8108 | 12.7279 | 11.2937 | 15.7779 | 8.9035 | 8.0345 | 8.23 | 8.23 | 8.23 | 8.23 | 8.23 | 8.23 | 8.23 | 8.23 | 8.23 | 8.23 | 8.23 | 8.23 | 8.23 | 8.23 | 8.23 | 8.23 | 8.23 | 8.2398
1997 |  | 12.5563 | 11.2156 | 10.5623 | 8.8487 | 8.23 | 8.23 | 7.06 | 7.42 | 7.06 | 9.42 | 9 | 11.2049 | 9.4792 | 9.5116 | 12.8782 | 9.1416 | 13.0621 | 10.1104 | 11.1707 | 17.2388 | 10.18 | 8.2527 | 15.4769 | 16.7488 | 12.6672 | 13.2277 | 8.5066 | 8.5831 | 9.7997 | 12.7826 | 11.3592 | 15.7521 | 8.9814 | 8.1713 | 8.23 | 8.23 | 8.23 | 8.23 | 8.23 | 8.23 | 8.23 | 8.23 | 8.23 | 8.23 | 8.23 | 8.23 | 8.23 | 8.23 | 8.23 | 8.23 | 8.23 | 8.2992 | 8.23
1998 |  | 9.3084 | 10.7257 | 8.23 | 8.23 | 7.06 | 7.48 | 7.42 | 7.48 | 9 | 9 | 10.9388 | 9.6913 | 9.5004 | 12.7769 | 9.249 | 13.1523 | 10.6902 | 10.9809 | 16.6455 | 10.5856 | 8.23 | 15.1942 | 16.7541 | 12.6641 | 13.2498 | 8.5165 | 9.2327 | 10.2112 | 12.0428 | 11.135 | 15.7942 | 8.9476 | 8.1497 | 8.23 | 8.23 | 8.23 | 8.23 | 8.23 | 8.23 | 8.23 | 8.23 | 8.23 | 8.23 | 8.23 | 8.23 | 8.23 | 8.23 | 8.23 | 8.23 | 8.23 | 8.3492 | 8.23 | 8.23
1999 |  | 8.7069 | 8.23 | 8.23 | 7.06 | 7.48 | 7.6146 | 8.23 | 9 | 9 | 10.3065 | 9.5381 | 9.552 | 12.5022 | 9.5301 | 12.8362 | 11.0408 | 11.2937 | 16.1795 | 10.2035 | 8.6057 | 15.2394 | 16.8011 | 12.6773 | 13.246 | 8.7624 | 8.5239 | 9.8836 | 12.8143 | 11.2053 | 15.8151 | 8.9459 | 7.9944 | 8.23 | 8.23 | 8.23 | 8.23 | 8.23 | 8.23 | 8.23 | 8.23 | 8.23 | 8.23 | 8.23 | 8.23 | 8.23 | 8.23 | 8.23 | 8.23 | 8.23 | 8.5054 | 8.23 | 8.23 | 11.408
2000 |  | 8.23 | 8.23 | 7.06 | 7 | 7.42 | 8.23 | 9 | 9 | 9.4151 | 9.5313 | 9.5923 | 12.5618 | 9.5084 | 13.2426 | 10.7189 | 11.7174 | 15.5448 | 10.2203 | 8.0287 | 15.8104 | 16.8378 | 12.7159 | 13.2646 | 8.7974 | 8.4788 | 9.7973 | 12.7982 | 11.3444 | 15.8252 | 8.964 | 7.9869 | 8.25 | 8.23 | 8.23 | 8.23 | 8.23 | 8.23 | 8.23 | 8.23 | 8.23 | 8.23 | 8.23 | 8.23 | 8.23 | 8.23 | 8.23 | 8.23 | 8.23 | 8.6024 | 8.23 | 8.23 | 11.5428 | 7.7024
2001 |  | 8.23 | 7.06 | 7.48 | 7.42 | 7.48 | 9 | 9 | 11.1645 | 10.1145 | 9.6322 | 12.992 | 9.1735 | 13.0855 | 10.1446 | 11.0602 | 16.7258 | 10.2415 | 8.4256 | 15.4521 | 16.8346 | 12.7447 | 13.3251 | 8.5246 | 8.6001 | 9.7266 | 13.253 | 11.1622 | 15.8097 | 9.0132 | 7.972 | 8.4883 | 8.23 | 8.23 | 8.23 | 8.23 | 8.23 | 8.23 | 8.23 | 8.23 | 8.23 | 8.23 | 8.23 | 8.23 | 8.23 | 8.23 | 8.23 | 8.23 | 8.625 | 8.23 | 8.23 | 11.6042 | 7.5916 | 8.23
2002 |  | 8.23 | 7.06 | 7 | 8.5019 | 9.42 | 9 | 11.7215 | 10.3618 | 9.6749 | 12.6291 | 9.5733 | 12.1624 | 10.0781 | 11.2441 | 17.3373 | 10.2479 | 8.0309 | 15.8773 | 16.8503 | 12.7506 | 13.333 | 9.0033 | 8.3893 | 9.7235 | 12.873 | 11.3998 | 15.8095 | 9.0104 | 7.9719 | 8.6222 | 8.23 | 8.23 | 8.23 | 8.23 | 8.23 | 8.23 | 8.23 | 8.23 | 8.23 | 8.23 | 8.23 | 8.23 | 8.23 | 8.23 | 8.23 | 8.23 | 8.7008 | 8.218 | 8.23 | 11.7002 | 7.7003 | 8.23 | 8.23
2003 |  | 8.23 | 8.23 | 8.23 | 12.1959 | 8.23 | 13.3664 | 9.6173 | 9.858 | 11.6214 | 9.7645 | 12.2283 | 9.9662 | 12.6558 | 17.405 | 10.2552 | 7.9637 | 15.9765 | 16.8608 | 12.7587 | 13.3351 | 8.5893 | 8.639 | 9.7243 | 13.1434 | 11.3594 | 15.8081 | 9.0429 | 7.9643 | 8.6243 | 8.23 | 8.23 | 8.23 | 8.23 | 8.23 | 8.23 | 8.23 | 8.23 | 8.23 | 8.23 | 8.23 | 8.23 | 8.23 | 8.23 | 8.23 | 8.23 | 8.8745 | 8.1538 | 8.23 | 11.8592 | 7.7117 | 8.23 | 8.23 | 8.23
2004 |  | 8.23 | 8.23 | 13.9912 | 8.23 | 12.5966 | 9.5847 | 9.8698 | 11.6335 | 9.8378 | 13.6277 | 8.6246 | 14.0677 | 17.3785 | 10.2693 | 8.0425 | 15.9049 | 16.8999 | 12.775 | 13.3501 | 8.5911 | 8.6932 | 9.7512 | 13.3056 | 11.1923 | 15.8819 | 9.0045 | 7.9574 | 8.6358 | 8.23 | 8.23 | 8.23 | 8.23 | 8.23 | 8.23 | 8.23 | 8.23 | 8.23 | 8.23 | 8.23 | 8.23 | 8.23 | 8.23 | 8.23 | 8.23 | 9.1043 | 8.0304 | 8.23 | 11.9909 | 7.5849 | 8.23 | 8.23 | 8.23 | 8.23
Simulation Start Year |  | 5: Mead In
1906 |  | 11.7764 | 13.8542 | 9.1985 | 12.7807 | 11.5064 | 11.1079 | 12.3311 | 10.6618 | 15.9049 | 9.2125 | 15.7373 | 18.3091 | 11.2727 | 9.5015 | 17.0122 | 18.3881 | 13.9789 | 15.3556 | 10.2363 | 9.3496 | 10.3861 | 14.4264 | 11.5857 | 16.271 | 9.6905 | 8.6855 | 9.9766 | 9.0172 | 8.9049 | 8.6381 | 8.8205 | 9.1428 | 8.9429 | 9.2092 | 9.3523 | 10.388 | 9.1865 | 9.1653 | 9.2407 | 9.343 | 9.075 | 9.0402 | 8.6367 | 10.0619 | 8.4576 | 8.6887 | 13.0178 | 8.1434 | 8.86 | 9.1424 | 8.7281 | 9.2485 | 9.2398
1907 |  | 13.5589 | 9.1985 | 13.2432 | 10.7433 | 11.1069 | 12.3952 | 10.5935 | 14.5407 | 9.6461 | 15.3585 | 18.317 | 11.1978 | 9.5504 | 17.0698 | 18.4063 | 13.9755 | 15.3831 | 9.9973 | 9.3414 | 10.9545 | 13.9474 | 11.7538 | 16.2007 | 9.6866 | 8.6874 | 9.9884 | 9.0172 | 8.903 | 8.6403 | 8.8205 | 9.1428 | 8.9418 | 9.2079 | 9.3523 | 10.388 | 9.1848 | 9.1674 | 9.2407 | 9.343 | 9.0746 | 9.0408 | 8.6367 | 10.3254 | 8.6312 | 8.689 | 12.8523 | 8.148 | 8.8587 | 9.1434 | 8.7281 | 9.2485 | 9.2387 | 8.8877
1908 |  | 9.1728 | 12.7212 | 11.2498 | 11.0824 | 12.376 | 10.5735 | 12.9736 | 11.173 | 12.9115 | 18.3382 | 11.211 | 9.2358 | 17.4411 | 18.4251 | 13.9892 | 15.4002 | 10.0293 | 9.3992 | 10.7935 | 13.9827 | 11.8068 | 16.2414 | 9.7083 | 8.8932 | 10.6458 | 9.0172 | 8.903 | 8.6381 | 8.8221 | 9.1428 | 8.9418 | 9.2092 | 9.3555 | 10.388 | 9.1848 | 9.1652 | 9.2426 | 9.343 | 9.0746 | 9.0402 | 8.6352 | 9.9399 | 8.5726 | 8.6887 | 12.9634 | 8.2639 | 8.8587 | 9.1424 | 8.7297 | 9.2485 | 9.2387 | 8.886 | 9.1557
1909 |  | 13.7772 | 10.911 | 11.1104 | 12.3892 | 10.5737 | 13.617 | 10.5579 | 13.7523 | 18.3537 | 11.2238 | 9.5188 | 17.1933 | 18.455 | 14.0024 | 15.3924 | 10.5639 | 9.135 | 10.7617 | 13.7903 | 11.7599 | 16.3814 | 9.6552 | 8.8766 | 10.0217 | 9.0193 | 8.903 | 8.6381 | 8.8205 | 9.1502 | 8.9418 | 9.2092 | 9.3523 | 10.3943 | 9.1848 | 9.1652 | 9.2407 | 9.3454 | 9.0746 | 9.0402 | 8.6367 | 10.6013 | 8.4328 | 8.6887 | 13.134 | 8.2096 | 8.8587 | 9.1424 | 8.7281 | 9.2523 | 9.2387 | 8.886 | 9.1533 | 9.0979
1910 |  | 9.37 | 10.3669 | 13.1193 | 10.7403 | 13.6036 | 10.5546 | 12.6624 | 17.2246 | 11.264 | 9.4452 | 17.2906 | 18.4716 | 14.0407 | 15.4326 | 10.0296 | 9.435 | 10.746 | 14.0114 | 11.8276 | 16.2757 | 9.8266 | 8.959 | 9.9466 | 9.0172 | 8.9049 | 8.6381 | 8.8205 | 9.1428 | 8.9429 | 9.2092 | 9.3523 | 10.388 | 9.1865 | 9.1652 | 9.2407 | 9.343 | 9.075 | 9.0402 | 8.6367 | 10.7762 | 8.4323 | 8.6887 | 13.2136 | 8.3608 | 8.86 | 9.1424 | 8.7281 | 9.2485 | 9.2398 | 8.886 | 9.1533 | 9.0964 | 8.7508
1911 |  | 9.4382 | 13.5872 | 10.2752 | 13.5907 | 10.4337 | 12.7121 | 17.1698 | 11.2597 | 9.5716 | 17.1977 | 18.4833 | 14.0555 | 15.4325 | 10.0362 | 9.4021 | 10.4138 | 14.4228 | 11.8444 | 16.2872 | 9.7851 | 8.8657 | 10.0807 | 9.0172 | 8.903 | 8.6403 | 8.8205 | 9.1428 | 8.9418 | 9.2079 | 9.3523 | 10.388 | 9.1848 | 9.1674 | 9.2407 | 9.343 | 9.0746 | 9.0408 | 8.7031 | 10.9529 | 8.5008 | 8.689 | 13.2016 | 8.3887 | 8.8587 | 9.1434 | 8.7281 | 9.2485 | 9.2387 | 8.8877 | 9.1533 | 9.0964 | 8.7467 | 8.9169
1912 |  | 11.9261 | 10.1039 | 13.9739 | 10.4346 | 12.7112 | 16.5683 | 11.2671 | 10.1323 | 16.6825 | 18.4957 | 14.0794 | 15.4606 | 10.0672 | 9.4335 | 10.7891 | 14.0647 | 11.8602 | 16.2979 | 9.7977 | 8.7365 | 10.124 | 9.0172 | 8.903 | 8.6381 | 8.8221 | 9.1428 | 8.9418 | 9.2092 | 9.3555 | 10.388 | 9.1848 | 9.1653 | 9.6286 | 9.343 | 9.0746 | 9.0402 | 8.6906 | 10.9555 | 8.6382 | 8.6887 | 13.0841 | 8.5475 | 8.8587 | 9.1424 | 8.7297 | 9.2485 | 9.2387 | 8.886 | 9.1557 | 9.0964 | 8.7467 | 8.9148 | 8.7182
1913 |  | 8.9572 | 14.0488 | 10.9092 | 12.5927 | 15.2249 | 11.4519 | 10.303 | 16.3434 | 18.5276 | 14.0795 | 15.4819 | 10.0783 | 9.4538 | 11.2531 | 13.7853 | 11.7325 | 16.3299 | 9.8097 | 8.4996 | 10.2631 | 9.0554 | 8.903 | 8.6381 | 8.8205 | 9.1502 | 8.9418 | 9.2092 | 9.3523 | 10.3943 | 9.3069 | 9.1653 | 9.8575 | 9.3454 | 9.0746 | 9.0402 | 8.6667 | 11.0093 | 8.6567 | 8.6887 | 12.9548 | 8.7046 | 8.8587 | 9.1424 | 8.7281 | 9.2523 | 9.2387 | 8.886 | 9.1533 | 9.0979 | 8.7467 | 8.9148 | 8.718 | 9.5944
1914 |  | 13.2587 | 10.8584 | 12.7175 | 14.8738 | 11.3318 | 10.7332 | 16.0902 | 18.5106 | 14.1081 | 15.5007 | 10.1052 | 9.4633 | 10.6433 | 14.3038 | 11.8489 | 16.327 | 9.8417 | 8.5394 | 10.2728 | 9.104 | 8.9049 | 8.6381 | 8.8205 | 9.1428 | 8.9429 | 9.2092 | 9.3523 | 10.388 | 9.4883 | 9.1652 | 9.9255 | 9.343 | 9.075 | 9.0402 | 8.6496 | 11.0824 | 8.6583 | 8.6887 | 12.9372 | 8.7715 | 8.86 | 9.1424 | 8.7281 | 9.2485 | 9.2398 | 8.886 | 9.1533 | 9.0964 | 8.7508 | 8.9148 | 8.718 | 9.5912 | 9.3714
1915 |  | 9.0731 | 12.7126 | 14.3361 | 12.0972 | 10.1576 | 14.8092 | 18.5296 | 14.1036 | 15.5172 | 10.0975 | 9.4972 | 10.8787 | 14.1239 | 11.8802 | 16.3379 | 9.8434 | 8.6063 | 10.3792 | 9.1601 | 8.903 | 8.6403 | 8.8205 | 9.1428 | 8.9418 | 9.2079 | 9.3523 | 10.388 | 9.5653 | 9.1674 | 9.9787 | 9.343 | 9.0746 | 9.0408 | 8.7146 | 11.0981 | 8.6567 | 8.689 | 12.8577 | 8.7715 | 8.8587 | 9.1434 | 8.7281 | 9.2485 | 9.2387 | 8.8877 | 9.1533 | 9.0964 | 8.7467 | 8.9169 | 8.718 | 9.5912 | 9.3685 | 9.1739
1916 |  | 12.8667 | 14.1517 | 12.0397 | 10.1608 | 14.7598 | 18.5492 | 14.1166 | 15.51 | 10.1211 | 9.5117 | 10.4125 | 14.5694 | 11.9395 | 16.3531 | 9.899 | 8.8791 | 10.1332 | 9.1673 | 8.823 | 8.6381 | 8.8221 | 9.1428 | 8.9418 | 9.2092 | 9.3555 | 10.388 | 9.8489 | 9.1652 | 10.0189 | 9.343 | 9.0746 | 9.0402 | 8.8081 | 11.1136 | 8.6567 | 8.6887 | 12.7643 | 8.7715 | 8.8587 | 9.1424 | 8.7297 | 9.2485 | 9.2387 | 8.886 | 9.1557 | 9.0964 | 8.7467 | 8.9148 | 8.7182 | 9.5912 | 9.3685 | 9.1716 | 9.1818
1917 |  | 14.5347 | 11.2348 | 10.1636 | 13.6002 | 17.0409 | 14.1284 | 15.5206 | 10.1117 | 9.5415 | 10.8056 | 14.2223 | 11.9607 | 16.3783 | 9.8753 | 8.6697 | 10.3943 | 9.1809 | 8.823 | 8.5581 | 8.8205 | 9.1502 | 8.9418 | 9.2092 | 9.3523 | 10.3943 | 10.1575 | 9.1652 | 10.0529 | 9.3454 | 9.0746 | 9.0402 | 8.8921 | 11.0097 | 8.6567 | 8.6887 | 12.8643 | 8.7724 | 8.8587 | 9.1424 | 8.7281 | 9.2523 | 9.2387 | 8.886 | 9.1533 | 9.0979 | 8.7467 | 8.9148 | 8.718 | 9.5944 | 9.3685 | 9.1716 | 9.1775 | 9.4092
1918 |  | 9.4568 | 9.6545 | 14.5166 | 14.5724 | 14.1629 | 15.5328 | 10.121 | 9.5416 | 11.3834 | 13.8077 | 11.8597 | 16.3828 | 9.9347 | 8.8082 | 10.3424 | 9.1798 | 8.8249 | 8.5581 | 8.8205 | 9.1428 | 8.9429 | 9.2092 | 9.3523 | 10.388 | 10.4131 | 9.1652 | 10.0915 | 9.343 | 9.075 | 9.0402 | 8.9937 | 11.1355 | 8.6583 | 8.6887 | 12.596 | 8.7715 | 8.86 | 9.1424 | 8.7281 | 9.2485 | 9.2398 | 8.886 | 9.1533 | 9.0964 | 8.7508 | 8.9148 | 8.718 | 9.5912 | 9.3714 | 9.1716 | 9.1775 | 9.4037 | 9.0603
1919 |  | 9.4752 | 14.3087 | 14.133 | 13.3113 | 15.3323 | 10.2011 | 9.5561 | 11.0907 | 13.9581 | 11.9668 | 16.4063 | 9.9494 | 8.6717 | 10.2892 | 9.1884 | 8.823 | 8.5603 | 8.8205 | 9.1428 | 8.9418 | 9.2079 | 9.3523 | 10.388 | 10.8692 | 9.1674 | 10.164 | 9.343 | 9.0746 | 9.0408 | 9.0458 | 11.1936 | 8.6567 | 8.689 | 12.4999 | 8.7715 | 8.8587 | 9.1434 | 8.7281 | 9.2485 | 9.2387 | 8.8877 | 9.1533 | 9.0964 | 8.7467 | 8.9169 | 8.718 | 9.5912 | 9.3685 | 9.1739 | 9.1775 | 9.4037 | 9.0572 | 8.9141
1920 |  | 14.2224 | 14.444 | 13.4293 | 15.563 | 10.1586 | 9.5729 | 11.1803 | 13.9827 | 11.9564 | 16.4246 | 9.9427 | 8.6343 | 10.4543 | 9.1945 | 8.823 | 8.5581 | 8.8221 | 9.1428 | 8.9418 | 9.2092 | 9.3555 | 10.388 | 11.1116 | 9.1653 | 10.2037 | 9.343 | 9.0746 | 9.0402 | 9.1337 | 11.1975 | 8.6567 | 8.6887 | 12.4064 | 8.7715 | 8.8587 | 9.1424 | 8.7297 | 9.2485 | 9.2387 | 8.886 | 9.1557 | 9.0964 | 8.7467 | 8.9148 | 8.7182 | 9.5912 | 9.3685 | 9.1716 | 9.1818 | 9.4037 | 9.0572 | 8.9145 | 8.993
1921 |  | 14.8016 | 12.4906 | 13.049 | 10.8314 | 9.4525 | 11.1019 | 13.0601 | 11.7676 | 16.4465 | 9.9525 | 8.4731 | 10.4589 | 9.2063 | 8.823 | 8.5581 | 8.8205 | 9.1502 | 8.9418 | 9.2092 | 9.3523 | 10.3943 | 11.6164 | 9.1653 | 10.1971 | 9.3454 | 9.0746 | 9.0402 | 9.196 | 11.2284 | 8.6567 | 8.6887 | 12.2469 | 8.7724 | 8.8587 | 9.1424 | 8.7281 | 9.2523 | 9.2387 | 8.886 | 9.1533 | 9.0979 | 8.7467 | 8.9148 | 8.718 | 9.5944 | 9.3685 | 9.1716 | 9.1775 | 9.4092 | 9.0572 | 8.9145 | 8.9907 | 9.6999
1922 |  | 12.4949 | 12.8516 | 10.7479 | 9.4349 | 11.0809 | 12.3191 | 11.8585 | 14.1224 | 10.4351 | 8.8926 | 10.3522 | 9.2172 | 8.8249 | 8.5581 | 8.8205 | 9.1428 | 8.9429 | 9.2092 | 10.1223 | 10.388 | 10.5641 | 9.1652 | 10.2181 | 9.343 | 9.075 | 9.0402 | 9.2539 | 11.2558 | 8.6583 | 8.6887 | 12.207 | 8.7715 | 8.86 | 9.1424 | 8.7281 | 9.2485 | 9.2398 | 8.886 | 9.1533 | 9.0964 | 8.7508 | 8.9148 | 8.718 | 9.5912 | 9.3714 | 9.1716 | 9.1775 | 9.4037 | 9.0603 | 8.9145 | 8.9907 | 9.6961 | 9.0806
1923 |  | 13.1766 | 10.8682 | 8.911 | 11.0985 | 12.2277 | 11.7591 | 12.9597 | 11.5751 | 8.8947 | 10.4231 | 9.2184 | 8.823 | 8.5603 | 8.8205 | 9.1428 | 8.9418 | 9.5647 | 10.1223 | 10.388 | 9.5568 | 9.1674 | 10.2685 | 9.343 | 9.0746 | 9.0408 | 9.2957 | 11.2583 | 8.6567 | 8.689 | 12.118 | 8.7715 | 8.8587 | 9.1434 | 8.7281 | 9.2485 | 9.2387 | 8.8877 | 9.1533 | 9.0964 | 8.7467 | 8.9169 | 8.718 | 9.5912 | 9.3685 | 9.1739 | 9.1775 | 9.4037 | 9.0572 | 8.9141 | 8.9907 | 9.6961 | 9.0789 | 9.0499
1924 |  | 9.6025 | 8.924 | 10.0813 | 13.374 | 12.297 | 13.0221 | 11.4204 | 8.8926 | 10.4741 | 8.9372 | 8.823 | 8.5711 | 8.8221 | 9.1428 | 9.7118 | 9.9792 | 10.1255 | 10.388 | 9.9548 | 9.1653 | 9.2426 | 9.343 | 9.0746 | 9.0402 | 8.6352 | 11.0205 | 8.6567 | 8.6887 | 12.1508 | 8.7715 | 8.8587 | 9.1424 | 8.7297 | 9.2485 | 9.2387 | 8.886 | 9.1557 | 9.0964 | 8.7467 | 8.9148 | 8.7182 | 9.5912 | 9.3685 | 9.1716 | 9.1818 | 9.4037 | 9.0572 | 8.9145 | 8.993 | 9.6961 | 9.0789 | 9.0479 | 8.9745
1925 |  | 8.8824 | 9.894 | 13.4716 | 12.0041 | 13.0286 | 11.4126 | 8.8926 | 10.4694 | 8.9393 | 8.823 | 8.5711 | 8.7534 | 9.1502 | 9.7118 | 9.9792 | 10.1223 | 10.3943 | 9.9548 | 9.9352 | 9.2407 | 9.3454 | 9.0746 | 9.0402 | 8.6367 | 10.7467 | 8.6567 | 8.6887 | 11.9166 | 8.7724 | 8.8587 | 9.1424 | 8.7281 | 9.2523 | 9.2387 | 8.886 | 9.1533 | 9.0979 | 8.7467 | 8.9148 | 8.718 | 9.5944 | 9.3685 | 9.1716 | 9.1775 | 9.4092 | 9.0572 | 8.9145 | 8.9907 | 9.6999 | 9.0789 | 9.0479 | 8.9716 | 8.7684
1926 |  | 9.1528 | 13.6623 | 11.6538 | 13.0559 | 11.386 | 8.8926 | 10.4719 | 8.9372 | 8.8249 | 8.5711 | 8.7534 | 9.0758 | 9.7129 | 9.9792 | 10.1223 | 10.388 | 9.9565 | 9.9352 | 10.0107 | 9.343 | 9.075 | 9.0402 | 8.6367 | 10.4405 | 8.6583 | 8.6887 | 12.0423 | 8.7715 | 8.86 | 9.1424 | 8.7281 | 9.2485 | 9.2398 | 8.886 | 9.1533 | 9.0964 | 8.7508 | 8.9148 | 8.718 | 9.5912 | 9.3714 | 9.1716 | 9.1775 | 9.4037 | 9.0603 | 8.9145 | 8.9907 | 9.6961 | 9.0806 | 9.0479 | 8.9716 | 8.7673 | 9.5748
1927 |  | 12.4339 | 11.6242 | 13.1422 | 11.3082 | 8.8947 | 10.4675 | 8.9372 | 8.823 | 8.5733 | 8.7534 | 9.0758 | 9.6448 | 9.9779 | 10.1223 | 10.388 | 9.9548 | 9.9374 | 10.0107 | 10.113 | 9.0746 | 9.0408 | 8.6367 | 10.0575 | 8.6567 | 8.689 | 12.1194 | 8.7715 | 8.8587 | 9.1434 | 8.7281 | 9.2485 | 9.2387 | 8.8877 | 9.1533 | 9.0964 | 8.7467 | 8.9169 | 8.718 | 9.5912 | 9.3685 | 9.1739 | 9.1775 | 9.4037 | 9.0572 | 8.9141 | 8.9907 | 9.6961 | 9.0789 | 9.0499 | 8.9716 | 8.7673 | 9.5715 | 9.6715
1928 |  | 9.9684 | 14.4819 | 11.285 | 8.8926 | 9.5046 | 8.9502 | 8.836 | 8.1796 | 9.5251 | 9.8458 | 9.6448 | 9.9122 | 8.1855 | 11.578 | 9.9548 | 9.9352 | 10.0126 | 10.113 | 9.8446 | 9.0402 | 8.6352 | 8.9656 | 8.6567 | 8.6887 | 11.8545 | 8.7715 | 8.8587 | 9.1424 | 8.7297 | 9.2485 | 9.2387 | 8.886 | 9.1557 | 9.0964 | 8.7467 | 8.9148 | 8.7182 | 9.5912 | 9.3685 | 9.1716 | 9.1818 | 9.4037 | 9.0572 | 8.9145 | 8.993 | 9.6961 | 9.0789 | 9.0479 | 8.9745 | 8.7673 | 9.5715 | 9.6651 | 9.9124
1929 |  | 13.7761 | 10.9357 | 8.8926 | 9.4941 | 8.9523 | 8.836 | 7.4011 | 9.5234 | 9.8532 | 10.0648 | 9.9122 | 8.1153 | 11.5843 | 9.9548 | 9.9352 | 10.0107 | 10.1154 | 9.8446 | 9.8102 | 8.6367 | 8.9649 | 8.6567 | 8.6887 | 11.8482 | 8.7724 | 8.8587 | 9.1424 | 8.7281 | 9.2523 | 9.2387 | 8.886 | 9.1533 | 9.0979 | 8.7467 | 8.9148 | 8.718 | 9.5944 | 9.3685 | 9.1716 | 9.1775 | 9.4092 | 9.0572 | 8.9145 | 8.9907 | 9.6999 | 9.0789 | 9.0479 | 8.9716 | 8.7684 | 9.5715 | 9.6651 | 9.8944 | 9.0885
1930 |  | 8.8512 | 8.9056 | 9.4941 | 8.9502 | 9.1879 | 7.8211 | 8.4234 | 9.8458 | 9.6459 | 9.9122 | 9.2853 | 11.091 | 9.9565 | 9.9352 | 10.0107 | 10.113 | 9.845 | 9.8102 | 9.4067 | 8.9656 | 8.6583 | 8.6887 | 11.6426 | 8.7715 | 8.86 | 9.1424 | 8.7281 | 9.2485 | 9.2398 | 8.886 | 9.1533 | 9.0964 | 8.7508 | 8.9148 | 8.718 | 9.5912 | 9.3714 | 9.1716 | 9.1775 | 9.4037 | 9.0603 | 8.9145 | 8.9907 | 9.6961 | 9.0806 | 9.0479 | 8.9716 | 8.7673 | 9.5748 | 9.6651 | 9.8944 | 9.0862 | 9.3811
1931 |  | 8.8647 | 9.4941 | 8.9502 | 8.086 | 7.4033 | 9.1734 | 9.4326 | 9.6448 | 9.9109 | 9.2853 | 11.091 | 9.8878 | 9.9374 | 10.0107 | 10.113 | 9.8446 | 9.8108 | 9.4067 | 9.7356 | 8.6567 | 8.689 | 11.4086 | 8.7715 | 8.8587 | 9.1434 | 8.7281 | 9.2485 | 9.2387 | 8.8877 | 9.1533 | 9.0964 | 8.7467 | 8.9169 | 8.718 | 9.5912 | 9.3685 | 9.1739 | 9.1775 | 9.4037 | 9.0572 | 8.9141 | 8.9907 | 9.6961 | 9.0789 | 9.0499 | 8.9716 | 8.7673 | 9.5715 | 9.6715 | 9.8944 | 9.0862 | 9.3771 | 9.9439
1932 |  | 11.6655 | 8.9502 | 8.836 | 7.8211 | 9.5251 | 9.8458 | 9.6448 | 9.9122 | 8.1185 | 11.511 | 9.8878 | 9.8682 | 10.0126 | 10.113 | 9.8446 | 9.8102 | 9.4052 | 9.7356 | 9.4267 | 8.6887 | 11.9045 | 8.7715 | 8.8587 | 9.1424 | 8.7297 | 9.2485 | 9.2387 | 8.886 | 9.1557 | 9.0964 | 8.7467 | 8.9148 | 8.7182 | 9.5912 | 9.3685 | 9.1716 | 9.1818 | 9.4037 | 9.0572 | 8.9145 | 8.993 | 9.6961 | 9.0789 | 9.0479 | 8.9745 | 8.7673 | 9.5715 | 9.6651 | 9.9124 | 9.0862 | 9.3771 | 9.9402 | 19.0094
1933 |  | 8.9093 | 8.836 | 7.4011 | 8.4234 | 9.8532 | 9.6448 | 9.9122 | 8.5353 | 11.0973 | 9.8878 | 9.8682 | 9.9437 | 10.1154 | 9.8446 | 9.8102 | 9.4067 | 9.7349 | 9.4267 | 9.4587 | 11.4283 | 8.7724 | 8.8587 | 9.1424 | 8.7281 | 9.2523 | 9.2387 | 8.886 | 9.1533 | 9.0979 | 8.7467 | 8.9148 | 8.718 | 9.5944 | 9.3685 | 9.1716 | 9.1775 | 9.4092 | 9.0572 | 8.9145 | 8.9907 | 9.6999 | 9.0789 | 9.0479 | 8.9716 | 8.7684 | 9.5715 | 9.6651 | 9.8944 | 9.0885 | 9.3771 | 9.9402 | 19.21 | 16.3671
1934 |  | 8.7949 | 7.4011 | 9.5234 | 9.8458 | 10.0659 | 9.9122 | 8.1153 | 11.511 | 9.8895 | 9.8682 | 9.9437 | 10.046 | 9.845 | 9.8102 | 9.4067 | 9.7356 | 9.4283 | 9.4587 | 11.248 | 8.7715 | 8.86 | 9.1424 | 8.7281 | 9.2485 | 9.2398 | 8.886 | 9.1533 | 9.0964 | 8.7508 | 8.9148 | 8.718 | 9.5912 | 9.3714 | 9.1716 | 9.1775 | 9.4037 | 9.0603 | 8.9145 | 8.9907 | 9.6961 | 9.0806 | 9.0479 | 8.9716 | 8.7673 | 9.5748 | 9.6651 | 9.8944 | 9.0862 | 9.3811 | 9.9402 | 19.568 | 16.3664 | 17.3782
1935 |  | 8.5303 | 8.7534 | 9.8458 | 11.1163 | 9.1409 | 10.0553 | 10.321 | 12.9095 | 9.1355 | 10.5243 | 9.6499 | 9.3645 | 9.8108 | 8.8534 | 11.25 | 9.4267 | 9.459 | 11.8124 | 8.7715 | 8.8587 | 9.1434 | 8.7281 | 9.2485 | 9.2387 | 8.8877 | 9.1533 | 9.0964 | 8.7467 | 8.9169 | 8.718 | 9.5912 | 9.3685 | 9.1739 | 9.1775 | 9.4037 | 9.0572 | 8.9141 | 8.9907 | 9.6961 | 9.0789 | 9.0499 | 8.9716 | 8.7673 | 9.5715 | 9.6715 | 9.8944 | 9.0862 | 9.3771 | 9.9439 | 20.1064 | 16.3783 | 17.3239 | 10.7894
1936 |  | 8.7121 | 9.2395 | 11.7508 | 9.2056 | 9.2885 | 10.4257 | 14.0326 | 9.4343 | 10.6103 | 9.6649 | 9.0076 | 8.9732 | 9.9931 | 11.304 | 8.6567 | 9.4587 | 12.5087 | 8.7715 | 8.8587 | 9.1424 | 8.7297 | 9.2485 | 9.2387 | 8.886 | 9.1557 | 9.0964 | 8.7467 | 8.9148 | 8.7182 | 9.5912 | 9.3685 | 9.1716 | 9.1818 | 9.4037 | 9.0572 | 8.9145 | 8.993 | 9.6961 | 9.0789 | 9.0479 | 8.9745 | 8.7673 | 9.5715 | 9.6651 | 9.9124 | 9.0862 | 9.3771 | 9.98 | 20.4024 | 16.3387 | 17.3358 | 10.7864 | 8.9494
1937 |  | 9.0402 | 11.8994 | 9.1422 | 9.2853 | 10.3273 | 13.7223 | 9.1649 | 10.602 | 9.6963 | 9.0076 | 8.9732 | 10.0146 | 11.2808 | 8.6567 | 9.4587 | 13.12 | 8.7724 | 8.8587 | 9.1424 | 8.7281 | 9.2523 | 9.2387 | 8.886 | 9.1533 | 9.0979 | 8.7467 | 8.9148 | 8.718 | 9.5944 | 9.3685 | 9.1716 | 9.1775 | 9.4092 | 9.0572 | 8.9145 | 8.9907 | 9.6999 | 9.0789 | 9.0479 | 8.9716 | 8.7684 | 9.5715 | 9.6651 | 9.8944 | 9.0885 | 9.3771 | 9.9581 | 20.306 | 16.395 | 17.4843 | 10.6687 | 8.9425 | 9.0452
1938 |  | 11.2337 | 9.1422 | 9.2853 | 10.321 | 13.145 | 9.7435 | 10.6349 | 9.6924 | 9.008 | 8.9732 | 10.1174 | 11.2795 | 8.6583 | 8.6887 | 13.2749 | 8.7715 | 8.86 | 9.1424 | 7.5581 | 9.6685 | 9.2398 | 8.886 | 9.1533 | 9.0964 | 8.7508 | 8.9148 | 8.718 | 9.5912 | 9.3714 | 9.1716 | 9.1775 | 9.4037 | 9.0603 | 8.9145 | 8.9907 | 9.6961 | 9.0806 | 9.0479 | 8.9716 | 8.7673 | 9.5748 | 9.6651 | 9.8944 | 9.0862 | 9.3811 | 10.4868 | 20.7363 | 16.4047 | 17.3779 | 10.8182 | 9.155 | 9.0415 | 8.9608
1939 |  | 9.0979 | 9.2853 | 10.321 | 11.9378 | 9.1331 | 10.6295 | 9.715 | 9.0076 | 8.9738 | 10.1887 | 11.3136 | 8.5897 | 9.459 | 13.3441 | 8.7715 | 8.8587 | 9.1434 | 7.5581 | 10.4385 | 9.2387 | 8.8877 | 9.1533 | 9.0964 | 8.7467 | 8.9169 | 8.718 | 9.5912 | 9.3685 | 9.1739 | 9.1775 | 9.4037 | 9.0572 | 8.9141 | 8.9907 | 9.6961 | 9.0789 | 9.0499 | 8.9716 | 8.7673 | 9.5715 | 9.6715 | 9.8944 | 9.0862 | 9.3771 | 10.087 | 20.5215 | 16.4208 | 17.3602 | 10.8442 | 8.9349 | 9.0415 | 8.9595 | 9.298
1940 |  | 9.2455 | 10.321 | 13.4916 | 9.6874 | 10.7076 | 9.7098 | 9.0076 | 8.9732 | 10.2026 | 11.3486 | 8.5897 | 8.6217 | 13.3456 | 8.7715 | 8.8587 | 9.1424 | 7.5597 | 10.4385 | 10.0087 | 8.886 | 9.1557 | 9.0964 | 8.7467 | 8.9148 | 8.7182 | 9.5912 | 9.3685 | 9.1716 | 9.1818 | 9.4037 | 9.0572 | 8.9145 | 8.993 | 9.6961 | 9.0789 | 9.0479 | 8.9745 | 8.7673 | 9.5715 | 9.6651 | 9.9124 | 9.0862 | 9.3771 | 10.182 | 20.4442 | 16.6422 | 17.434 | 10.771 | 8.9361 | 9.0415 | 8.9595 | 9.2946 | 9.6369
1941 |  | 12.8791 | 12.5928 | 10.2644 | 10.9981 | 10.5551 | 8.9946 | 8.9732 | 10.2877 | 11.3899 | 8.5897 | 8.6217 | 12.8962 | 8.7724 | 8.8587 | 9.1424 | 7.5581 | 9.6723 | 9.2387 | 9.656 | 9.1533 | 9.0979 | 8.7467 | 8.9148 | 8.718 | 9.5944 | 9.3685 | 9.1716 | 9.1775 | 9.4092 | 9.0572 | 8.9145 | 8.9907 | 9.6999 | 9.0789 | 9.0479 | 8.9716 | 8.7684 | 9.5715 | 9.6651 | 9.8944 | 9.0885 | 9.3771 | 10.9687 | 20.5431 | 16.6747 | 17.4327 | 10.788 | 8.9292 | 9.0452 | 8.9595 | 9.2946 | 9.632 | 10.3388
1942 |  | 11.2194 | 9.1524 | 10.612 | 9.7435 | 9.008 | 9.0176 | 10.2827 | 11.401 | 8.6102 | 8.6217 | 14.2292 | 8.7045 | 8.86 | 9.1424 | 7.5581 | 10.4385 | 9.5966 | 9.656 | 9.9233 | 9.0964 | 8.7508 | 8.9148 | 8.718 | 9.5912 | 9.3714 | 9.1716 | 9.1775 | 9.4037 | 9.0603 | 8.9145 | 8.9907 | 9.6961 | 9.0806 | 9.0479 | 8.9716 | 8.7673 | 9.5748 | 9.6651 | 9.8944 | 9.0862 | 9.3811 | 9.9402 | 20.0601 | 16.6607 | 17.4754 | 10.798 | 8.9459 | 9.0415 | 8.9608 | 9.2946 | 9.632 | 10.3251 | 8.9881
1943 |  | 9.0574 | 9.4864 | 9.6324 | 9.4678 | 9.7438 | 9.2234 | 11.3734 | 8.6104 | 9.392 | 12.8905 | 8.7045 | 8.7917 | 9.1434 | 7.5581 | 10.4385 | 10.0087 | 9.6577 | 9.9233 | 7.9264 | 9.1667 | 8.9169 | 8.718 | 9.5912 | 9.3685 | 9.1739 | 9.1775 | 9.4037 | 9.0572 | 8.9141 | 8.9907 | 9.6961 | 9.0789 | 9.0499 | 8.9716 | 8.7673 | 9.5715 | 9.6715 | 9.8944 | 9.0862 | 9.3771 | 10.2537 | 20.5486 | 16.6814 | 17.3864 | 10.8874 | 8.9215 | 9.0415 | 8.9595 | 9.298 | 9.632 | 10.3251 | 8.9857 | 9.8172
1944 |  | 9.4125 | 9.7287 | 9.0076 | 8.9732 | 10.2978 | 11.4647 | 8.6182 | 9.3917 | 13.1081 | 8.7045 | 8.7917 | 9.0754 | 7.5597 | 10.4385 | 10.0087 | 9.656 | 9.7941 | 7.9264 | 9.5167 | 9.3348 | 8.7182 | 9.5912 | 9.3685 | 9.1716 | 9.1818 | 9.4037 | 9.0572 | 8.9145 | 8.993 | 9.6961 | 9.0789 | 9.0479 | 8.9745 | 8.7673 | 9.5715 | 9.6651 | 9.9124 | 9.0862 | 9.3771 | 10.1109 | 20.4492 | 16.7316 | 17.4083 | 10.8653 | 8.9227 | 9.0415 | 8.9595 | 9.2946 | 9.6369 | 10.3251 | 8.9857 | 9.8112 | 8.9113
1945 |  | 9.2354 | 9.0076 | 8.9732 | 9.4278 | 11.4249 | 8.6873 | 9.3917 | 13.3922 | 8.7054 | 8.7917 | 8.639 | 7.4911 | 10.4423 | 10.0087 | 9.656 | 9.9233 | 7.9279 | 8.9694 | 8.5962 | 8.718 | 9.5944 | 9.3685 | 9.1716 | 9.1775 | 9.4092 | 9.0572 | 8.9145 | 8.9907 | 9.6999 | 9.0789 | 9.0479 | 8.9716 | 8.7684 | 9.5715 | 9.6651 | 9.8944 | 9.0885 | 9.3771 | 11.004 | 20.6223 | 16.765 | 17.4383 | 10.8824 | 8.9158 | 9.0452 | 8.9595 | 9.2946 | 9.632 | 10.3388 | 8.9857 | 9.8112 | 8.9094 | 9.2448
1946 |  | 8.965 | 8.9732 | 9.0278 | 11.4465 | 8.6894 | 9.3917 | 12.3788 | 8.7045 | 8.793 | 9.0754 | 7.4911 | 10.3715 | 10.0098 | 9.656 | 9.9233 | 7.9264 | 9.5208 | 8.1648 | 8.9017 | 9.5912 | 9.3714 | 9.1716 | 9.1775 | 9.4037 | 9.0603 | 8.9145 | 8.9907 | 9.6961 | 9.0806 | 9.0479 | 8.9716 | 8.7673 | 9.5748 | 9.6651 | 9.8944 | 9.0862 | 9.3811 | 11.3689 | 20.6337 | 16.7522 | 17.546 | 10.8665 | 8.9055 | 9.0415 | 8.9608 | 9.2946 | 9.632 | 10.3251 | 8.9881 | 9.8112 | 8.9094 | 9.2816 | 11.8311
1947 |  | 9.5477 | 10.9277 | 11.3964 | 8.7127 | 8.622 | 13.5994 | 8.6915 | 8.7917 | 9.0764 | 7.4911 | 9.6015 | 9.1717 | 9.6577 | 9.9233 | 7.9264 | 9.9367 | 7.7469 | 9.4665 | 9.5912 | 9.3685 | 9.1739 | 9.1775 | 9.4037 | 9.0572 | 8.9141 | 8.9907 | 9.6961 | 9.0789 | 9.0499 | 8.9716 | 8.7673 | 9.5715 | 9.6715 | 9.8944 | 9.0862 | 9.3771 | 11.9131 | 20.6439 | 16.7691 | 17.4734 | 10.9601 | 8.9003 | 9.0415 | 8.9595 | 9.298 | 9.632 | 10.3251 | 8.9857 | 9.8172 | 8.9094 | 9.3392 | 11.8945 | 10.7479
1948 |  | 8.8698 | 11.4298 | 8.6196 | 8.6217 | 13.7818 | 8.7045 | 8.7917 | 8.6757 | 7.4927 | 9.6015 | 9.5284 | 9.589 | 9.9257 | 7.9264 | 9.9367 | 7.7448 | 9.4174 | 9.5912 | 9.3685 | 9.1716 | 9.1818 | 9.4037 | 9.0572 | 8.9145 | 8.993 | 9.6961 | 9.0789 | 9.0479 | 8.9745 | 8.7673 | 9.5715 | 9.6651 | 9.9124 | 9.0862 | 9.3771 | 12.1087 | 20.6817 | 16.8034 | 17.4734 | 10.9648 | 8.9006 | 9.0415 | 8.9595 | 9.2946 | 9.6369 | 10.3251 | 8.9857 | 9.8112 | 8.9113 | 9.4065 | 11.9805 | 10.7462 | 8.0524
1949 |  | 10.3215 | 8.7036 | 8.6217 | 12.222 | 9.3602 | 8.7917 | 9.0754 | 7.4911 | 9.9141 | 9.5284 | 9.589 | 9.8563 | 7.9279 | 9.9367 | 7.7448 | 9.3463 | 9.5944 | 9.3685 | 9.1716 | 9.1775 | 9.4092 | 9.0572 | 8.9145 | 8.9907 | 9.6999 | 9.0789 | 9.0479 | 8.9716 | 8.7684 | 9.5715 | 9.6651 | 9.8944 | 9.0885 | 9.3771 | 12.3996 | 20.6616 | 16.8285 | 17.4863 | 10.9843 | 8.8927 | 9.0452 | 8.9595 | 9.2946 | 9.632 | 10.3388 | 8.9857 | 9.8112 | 8.9094 | 9.4779 | 12.028 | 10.7522 | 7.8952 | 8.9099
1950 |  | 8.5483 | 8.6217 | 12.8641 | 8.7045 | 8.793 | 7.9054 | 7.9111 | 10.3715 | 9.5296 | 9.589 | 9.8563 | 7.8594 | 9.5208 | 8.1648 | 8.917 | 9.5912 | 9.3714 | 9.1716 | 9.1775 | 9.4037 | 9.0603 | 8.9145 | 8.9907 | 9.6961 | 9.0806 | 9.0479 | 8.9716 | 8.7673 | 9.5748 | 9.6651 | 9.8944 | 9.0862 | 9.3811 | 12.265 | 20.6835 | 16.821 | 17.5261 | 11.0099 | 9.1606 | 9.0415 | 8.9608 | 9.2946 | 9.632 | 10.3251 | 8.9881 | 9.8112 | 8.9094 | 9.4079 | 12.0331 | 10.7669 | 8.1349 | 8.9071 | 8.6921
1951 |  | 8.579 | 12.9539 | 8.7045 | 8.7917 | 7.9064 | 7.9111 | 9.6015 | 9.552 | 9.5907 | 9.8563 | 7.8594 | 9.8697 | 7.7469 | 9.4027 | 9.5912 | 9.3685 | 9.1739 | 9.1775 | 9.4037 | 9.0572 | 8.9141 | 8.9907 | 9.6961 | 9.0789 | 9.0499 | 8.9716 | 8.7673 | 9.5715 | 9.6715 | 9.8944 | 9.0862 | 9.3771 | 12.8241 | 20.6978 | 16.8397 | 17.5604 | 10.9981 | 8.8832 | 9.0415 | 8.9595 | 9.298 | 9.632 | 10.3251 | 8.9857 | 9.8172 | 8.9094 | 9.7229 | 12.0559 | 10.8002 | 8.3965 | 8.9071 | 8.6909 | 8.8639
1952 |  | 13.3774 | 8.6915 | 8.7917 | 8.3254 | 7.4927 | 9.6015 | 9.3068 | 9.175 | 9.8587 | 7.8594 | 9.8697 | 7.6778 | 9.1382 | 10.3612 | 8.6185 | 9.1716 | 9.1818 | 9.4037 | 9.8272 | 8.9145 | 8.993 | 9.6961 | 9.0789 | 9.0479 | 8.9745 | 8.7673 | 9.5715 | 9.6651 | 9.9124 | 9.0862 | 9.3771 | 13.3542 | 20.7272 | 16.8584 | 17.4543 | 11.0283 | 8.8835 | 9.0415 | 8.9595 | 9.2946 | 9.6369 | 10.3251 | 8.9857 | 9.8112 | 8.9113 | 9.8797 | 12.0682 | 10.7978 | 8.5718 | 8.9071 | 8.6909 | 8.8615 | 9.0656
1953 |  | 8.6624 | 8.0417 | 7.9054 | 7.4311 | 10.3753 | 9.9417 | 9.589 | 8.3363 | 7.8608 | 9.8697 | 8.8478 | 8.5587 | 9.5944 | 9.3685 | 9.1716 | 9.1775 | 9.4092 | 9.0572 | 9.6845 | 8.9907 | 9.6999 | 9.0789 | 9.0479 | 8.9716 | 8.7684 | 9.5715 | 9.6651 | 9.8944 | 9.0885 | 9.3771 | 12.1425 | 20.718 | 16.8959 | 17.6593 | 10.9439 | 8.8757 | 9.0452 | 8.9595 | 9.2946 | 9.632 | 10.3388 | 8.9857 | 9.8112 | 8.9094 | 10.0236 | 12.0747 | 10.793 | 8.0062 | 8.9099 | 8.6909 | 8.8615 | 9.0631 | 8.918
1954 |  | 8.75 | 7.9054 | 7.9111 | 10.3715 | 9.1728 | 9.589 | 9.8563 | 7.8594 | 9.8738 | 8.0978 | 8.8632 | 9.5241 | 9.3714 | 9.1716 | 9.1775 | 9.4037 | 9.3059 | 9.6845 | 9.1694 | 9.6961 | 9.0806 | 9.0479 | 8.9716 | 8.7673 | 9.5748 | 9.6651 | 9.8944 | 9.0862 | 9.3811 | 12.4045 | 20.7325 | 16.9038 | 17.6785 | 10.9866 | 8.9745 | 9.0415 | 8.9608 | 9.2946 | 9.632 | 10.3251 | 8.9881 | 9.8112 | 8.9094 | 10.0709 | 12.1049 | 10.7981 | 7.7781 | 8.9071 | 8.6921 | 8.8615 | 9.0631 | 8.9146 | 9.3761
1955 |  | 9.0334 | 8.6611 | 9.1815 | 11.8162 | 8.8207 | 9.0863 | 8.2794 | 9.4497 | 8.3872 | 7.901 | 10.7141 | 9.6515 | 8.4239 | 8.8475 | 9.3405 | 10.2472 | 9.6841 | 9.7607 | 10.4661 | 9.0789 | 9.0499 | 8.9716 | 8.7673 | 9.5715 | 9.6715 | 9.8944 | 9.0862 | 9.3771 | 12.5355 | 20.745 | 16.9081 | 17.687 | 11.0038 | 8.8662 | 9.0415 | 8.9595 | 9.298 | 9.632 | 10.3251 | 8.9857 | 9.8172 | 8.9094 | 10.3164 | 12.0935 | 10.8258 | 7.8584 | 8.9071 | 8.6909 | 8.8639 | 9.0631 | 8.9146 | 9.3756 | 9.2828
1956 |  | 8.6197 | 12.3369 | 12.0677 | 8.806 | 9.0887 | 8.6379 | 8.6797 | 8.8478 | 7.4812 | 10.7141 | 10.0715 | 7.9346 | 8.4318 | 10.5937 | 9.8272 | 9.6845 | 9.763 | 10.4661 | 9.8489 | 9.0479 | 8.9745 | 8.7673 | 9.5715 | 9.6651 | 9.9124 | 9.0862 | 9.3771 | 12.3851 | 20.683 | 16.9177 | 17.5866 | 11.0306 | 8.8664 | 9.0415 | 8.9595 | 9.2946 | 9.6369 | 10.3251 | 8.9857 | 9.8112 | 8.9113 | 10.4944 | 12.1131 | 10.8199 | 7.9408 | 8.9071 | 8.6909 | 8.8615 | 9.0656 | 8.9146 | 9.3756 | 9.2785 | 9.2442
1957 |  | 13.5075 | 11.731 | 8.806 | 9.0733 | 9.0308 | 8.6797 | 8.8478 | 7.481 | 10.7174 | 10.0715 | 8.3546 | 8.3605 | 10.1792 | 9.8272 | 9.6845 | 9.7607 | 10.4699 | 9.8489 | 9.8179 | 8.9716 | 8.7684 | 9.5715 | 9.6651 | 9.8944 | 9.0885 | 9.3771 | 12.4322 | 20.6554 | 16.95 | 17.537 | 11.0955 | 8.8604 | 9.0452 | 8.9595 | 9.2946 | 9.632 | 10.3388 | 8.9857 | 9.8112 | 8.9094 | 10.6327 | 12.1444 | 10.8294 | 7.8355 | 8.9099 | 8.6909 | 8.8615 | 9.0631 | 8.918 | 9.3756 | 9.2785 | 9.2412 | 9.48
1958 |  | 10.2222 | 8.819 | 9.0863 | 7.8594 | 9.3452 | 8.3602 | 7.901 | 10.7141 | 10.0744 | 7.9346 | 8.7805 | 9.6867 | 10.2503 | 9.6845 | 9.7607 | 10.4661 | 9.8506 | 9.8179 | 9.7416 | 8.7673 | 9.5748 | 9.6651 | 9.8944 | 9.0862 | 9.3811 | 12.0822 | 19.703 | 16.9437 | 17.709 | 11.0568 | 8.778 | 9.0415 | 8.9608 | 9.2946 | 9.632 | 10.3251 | 8.9881 | 9.8112 | 8.9094 | 10.7514 | 12.1788 | 10.8726 | 7.973 | 8.9071 | 8.6921 | 8.8615 | 9.0631 | 8.9146 | 9.3761 | 9.2785 | 9.2412 | 9.4764 | 9.7718
1959 |  | 8.7777 | 9.0863 | 7.8594 | 9.8697 | 7.6799 | 8.1396 | 10.7141 | 8.5755 | 8.3569 | 9.1105 | 9.5823 | 9.7602 | 9.6841 | 9.7607 | 10.4661 | 9.8489 | 9.8199 | 9.7416 | 8.7673 | 9.5715 | 9.6715 | 9.8944 | 9.0862 | 9.3771 | 12.2374 | 19.8859 | 16.9554 | 17.6101 | 11.1684 | 8.8547 | 9.0415 | 8.9595 | 9.298 | 9.632 | 10.3251 | 8.9857 | 9.8172 | 8.9094 | 10.8935 | 12.1804 | 10.9104 | 8.2405 | 8.9071 | 8.6909 | 8.8639 | 9.0631 | 8.9146 | 9.3756 | 9.2828 | 9.2412 | 9.4764 | 9.7181 | 12.7461
1960 |  | 9.0457 | 9.0294 | 8.6797 | 9.6178 | 7.4812 | 10.7141 | 10.0715 | 7.9587 | 8.7848 | 10.1067 | 9.7602 | 9.6175 | 9.763 | 10.4661 | 9.8489 | 9.8179 | 9.7445 | 8.0173 | 9.7337 | 9.6651 | 9.9124 | 9.0862 | 9.3771 | 12.5812 | 20.8111 | 16.9675 | 17.5436 | 11.1518 | 8.7989 | 9.0415 | 8.9595 | 9.2946 | 9.6369 | 10.3251 | 8.9857 | 9.8112 | 8.9113 | 11.0275 | 12.194 | 10.9004 | 8.2021 | 8.9071 | 8.6909 | 8.8615 | 9.0656 | 8.9146 | 9.3756 | 9.2785 | 9.2442 | 9.4764 | 9.7999 | 12.835 | 9.2395
1961 |  | 8.9879 | 8.6797 | 8.8478 | 8.8454 | 10.7174 | 9.6582 | 9.1155 | 8.7805 | 10.1122 | 9.7602 | 9.6175 | 9.6937 | 10.4699 | 9.8489 | 9.8179 | 9.7416 | 8.0184 | 9.9215 | 10.8551 | 9.8944 | 9.0885 | 9.3771 | 12.4602 | 20.0064 | 17 | 17.5641 | 11.1553 | 8.8619 | 9.0452 | 8.9595 | 9.2946 | 9.632 | 10.3388 | 8.9857 | 9.8112 | 8.9094 | 11.0928 | 12.2047 | 10.9214 | 8.4563 | 8.9099 | 8.6909 | 8.8615 | 9.0631 | 8.918 | 9.3756 | 9.2785 | 9.2412 | 9.48 | 9.7533 | 12.8001 | 9.5448 | 15.8803
1962 |  | 10.62 | 8.8478 | 8.651 | 9.5241 | 9.3044 | 9.1046 | 9.4673 | 10.1067 | 9.7633 | 9.6175 | 9.6937 | 10.3991 | 9.8506 | 9.8179 | 9.7416 | 9.5373 | 9.9248 | 10.8551 | 9.8944 | 9.0862 | 9.3811 | 12.9749 | 19.8998 | 16.9931 | 17.6552 | 11.118 | 9.1667 | 9.0415 | 8.9608 | 9.2946 | 9.632 | 10.3251 | 8.9881 | 9.8112 | 8.9094 | 11.0039 | 12.2421 | 10.9442 | 8.6527 | 8.9071 | 8.6921 | 8.8615 | 9.0631 | 8.9146 | 9.3761 | 9.2785 | 9.2412 | 9.4764 | 9.7417 | 12.7874 | 9.3347 | 16.0942 | 8.8708
1963 |  | 8.8069 | 7.901 | 9.5241 | 9.547 | 9.8769 | 9.7217 | 10.1067 | 9.7602 | 9.6171 | 9.6937 | 10.3991 | 9.7819 | 9.8199 | 9.7416 | 8.0173 | 9.9215 | 10.8615 | 10.6644 | 9.8562 | 9.3771 | 12.3371 | 19.0401 | 17.0051 | 17.5746 | 11.2142 | 8.8452 | 9.0415 | 8.9595 | 9.298 | 9.632 | 10.3251 | 8.9857 | 9.8172 | 8.9094 | 11.3963 | 12.2424 | 10.9681 | 8.6214 | 8.9071 | 8.6909 | 8.8639 | 9.0631 | 8.9146 | 9.3756 | 9.2828 | 9.2412 | 9.4764 | 9.8177 | 12.8731 | 9.2596 | 16.1879 | 9.4902 | 14.4187
1964 |  | 8.6082 | 10.476 | 9.3015 | 9.1046 | 9.1148 | 9.3367 | 9.4546 | 9.1832 | 9.696 | 12.2969 | 9.3908 | 11.0426 | 9.7445 | 9.5373 | 10.3415 | 10.4351 | 9.9124 | 9.8562 | 10.1471 | 12.4362 | 19.6092 | 17.0502 | 17.6477 | 11.1507 | 9.0836 | 9.0415 | 8.9595 | 9.2946 | 9.6369 | 10.3251 | 8.9857 | 9.8112 | 8.9113 | 11.3292 | 12.251 | 11.1495 | 8.8242 | 8.9071 | 8.6909 | 8.8615 | 9.0656 | 8.9146 | 9.3756 | 9.2785 | 9.2442 | 9.4764 | 9.7316 | 12.802 | 9.2845 | 16.2003 | 8.8764 | 15.0176 | 17.7977
1965 |  | 13.0017 | 9.2885 | 9.1046 | 9.1105 | 9.3422 | 8.9902 | 9.8318 | 8.9237 | 13.1319 | 9.3974 | 11.0907 | 8.9046 | 8.7684 | 10.3415 | 9.6651 | 9.8944 | 9.8585 | 10.1471 | 13.7947 | 20.2105 | 17.0892 | 17.6246 | 11.2136 | 8.7705 | 9.0452 | 8.9595 | 9.2946 | 9.632 | 10.3388 | 8.9857 | 9.8112 | 8.9094 | 11.6309 | 12.267 | 11.0003 | 8.8086 | 8.9099 | 8.6909 | 8.8615 | 9.0631 | 8.918 | 9.3756 | 9.2785 | 9.2412 | 9.48 | 9.8848 | 12.9493 | 9.3843 | 16.1182 | 9.094 | 14.8283 | 17.792 | 10.6145
1966 |  | 9.2614 | 9.1046 | 9.1105 | 9.3367 | 8.9933 | 9.6175 | 9.6937 | 10.391 | 9.3993 | 11.1228 | 9.6746 | 9.4703 | 9.9248 | 10.8551 | 9.8944 | 9.3318 | 10.1511 | 13.0713 | 19.2958 | 17.0827 | 17.6711 | 11.2534 | 8.832 | 9.0415 | 8.9608 | 9.2946 | 9.632 | 10.3251 | 8.9881 | 9.8112 | 8.9094 | 11.7285 | 12.3036 | 11.0058 | 8.8067 | 8.9071 | 8.6921 | 8.8615 | 9.0631 | 8.9146 | 9.3761 | 9.2785 | 9.2412 | 9.4764 | 9.9383 | 13.0631 | 9.3075 | 16.198 | 9.0054 | 14.9502 | 17.8 | 10.623 | 9.2816
1967 |  | 9.0639 | 9.1105 | 9.3367 | 8.9902 | 10.0331 | 9.6937 | 12.4526 | 9.4215 | 11.1541 | 8.9046 | 9.4703 | 10.2745 | 10.0283 | 9.8944 | 9.8562 | 10.1471 | 13.628 | 19.2791 | 17.0229 | 17.752 | 11.2046 | 8.9419 | 9.0415 | 8.9595 | 9.298 | 9.632 | 10.3251 | 8.9857 | 9.8172 | 8.9094 | 11.7748 | 12.302 | 11.4985 | 8.8214 | 8.9071 | 8.6909 | 8.8639 | 9.0631 | 8.9146 | 9.3756 | 9.2828 | 9.2412 | 9.4764 | 9.8245 | 12.9596 | 9.2986 | 16.2231 | 8.8264 | 15.1677 | 17.8282 | 10.6277 | 9.1703 | 16.5426
1968 |  | 9.0718 | 9.3367 | 10.6592 | 10.25 | 8.926 | 13.0195 | 9.6927 | 11.1499 | 8.9075 | 8.7003 | 9.5045 | 9.5981 | 9.9124 | 9.8562 | 10.1471 | 14.3953 | 20.1963 | 17.0369 | 17.6687 | 11.2837 | 8.7653 | 9.0415 | 8.9595 | 9.2946 | 9.6369 | 10.3251 | 8.9857 | 9.8112 | 8.9113 | 11.9958 | 13.1578 | 11.199 | 8.8242 | 8.9071 | 8.6909 | 8.8615 | 9.0656 | 8.9146 | 9.3756 | 9.2785 | 9.2442 | 9.4764 | 9.7148 | 12.8285 | 9.3227 | 16.2259 | 8.8017 | 15.1652 | 17.837 | 10.6389 | 9.1808 | 16.5301 | 17.8757
1969 |  | 9.2992 | 10.6852 | 10.1621 | 8.9237 | 13.2951 | 9.4934 | 11.1791 | 8.9046 | 8.7014 | 9.5045 | 9.5981 | 9.8274 | 9.0885 | 10.1471 | 14.2926 | 20.9242 | 17.0763 | 17.7155 | 11.2787 | 8.9357 | 9.0452 | 8.9595 | 9.2946 | 9.632 | 10.3388 | 8.9857 | 9.8112 | 8.9094 | 12.0452 | 12.3271 | 12.0385 | 8.8214 | 8.9099 | 8.6909 | 8.8615 | 9.0631 | 8.918 | 9.3756 | 9.2785 | 9.2412 | 9.48 | 9.7908 | 12.9258 | 9.3175 | 16.2549 | 8.982 | 15.0083 | 17.8358 | 10.6613 | 9.1486 | 16.5812 | 17.8742 | 13.4627
1970 |  | 9.1247 | 10.1984 | 8.9237 | 12.9633 | 9.7679 | 11.2151 | 8.9046 | 8.7003 | 9.5078 | 9.5981 | 9.8453 | 9.0192 | 10.1511 | 14.8095 | 20.3773 | 17.07 | 17.8029 | 11.2508 | 8.798 | 9.0415 | 8.9608 | 9.2946 | 9.632 | 10.3251 | 8.9881 | 9.8112 | 8.9094 | 12.2183 | 13.1817 | 11.3966 | 8.8214 | 8.9071 | 8.6921 | 8.8615 | 9.0631 | 8.9146 | 9.3761 | 9.2785 | 9.2412 | 9.4764 | 9.8091 | 12.9883 | 9.6361 | 15.9524 | 8.9184 | 15.1082 | 17.8442 | 10.6627 | 9.3299 | 16.441 | 17.8863 | 13.4601 | 14.8683
1971 |  | 8.8041 | 8.9237 | 13.1466 | 9.4938 | 11.2212 | 8.9046 | 8.7003 | 9.5045 | 9.6045 | 9.9436 | 9.3806 | 10.0801 | 14.3213 | 20.4077 | 17.0893 | 17.7079 | 11.3621 | 8.732 | 8.9615 | 8.9595 | 9.298 | 9.632 | 10.3251 | 8.9857 | 9.8172 | 8.9094 | 12.415 | 13.2811 | 11.5324 | 8.8214 | 8.9071 | 8.6909 | 8.8639 | 9.0631 | 8.9146 | 9.3756 | 9.2828 | 9.2412 | 9.4764 | 9.8409 | 12.933 | 9.9333 | 15.715 | 8.8197 | 15.2223 | 17.8438 | 10.6631 | 9.1051 | 16.685 | 17.8955 | 13.4658 | 14.8645 | 9.9104
1972 |  | 8.883 | 11.7492 | 9.3901 | 11.2266 | 8.9075 | 8.7003 | 9.5045 | 9.5981 | 10.0593 | 9.376 | 10.0801 | 15.6166 | 18.9684 | 17.1021 | 17.7179 | 11.3558 | 8.9964 | 8.9615 | 8.8795 | 9.2946 | 9.6369 | 10.3251 | 8.9857 | 9.8112 | 8.9113 | 12.3601 | 12.3731 | 12.2957 | 8.8242 | 8.9071 | 8.6909 | 8.8615 | 9.0656 | 8.9146 | 9.3756 | 9.2785 | 9.2442 | 9.4764 | 9.8993 | 13.1213 | 9.3965 | 16.3063 | 9.0161 | 15.0385 | 17.8735 | 10.6722 | 9.108 | 16.6783 | 17.9201 | 13.4892 | 14.8782 | 9.6572 | 9.3279
1973 |  | 12.3401 | 9.5045 | 11.1211 | 8.9046 | 8.7014 | 9.5045 | 9.5981 | 10.1006 | 9.0215 | 9.3101 | 15.1195 | 20.34 | 17.1402 | 17.7464 | 11.3527 | 8.7258 | 8.9652 | 8.8795 | 9.2146 | 9.632 | 10.3388 | 8.9857 | 9.8112 | 8.9094 | 12.725 | 12.6694 | 12.0419 | 8.8214 | 8.9099 | 8.6909 | 8.8615 | 9.0631 | 8.918 | 9.3756 | 9.2785 | 9.2412 | 9.48 | 9.9625 | 13.2051 | 9.4299 | 16.3077 | 8.9746 | 15.127 | 17.8689 | 10.7053 | 9.2537 | 16.5469 | 17.9191 | 13.5064 | 14.8902 | 9.8082 | 9.1025 | 9.47
1974 |  | 8.9706 | 9.9007 | 8.9046 | 8.9354 | 10.1246 | 10.0181 | 9.8274 | 9.7892 | 10.0841 | 14.0666 | 18.8227 | 17.1554 | 17.7698 | 11.3765 | 8.7223 | 8.9615 | 8.8808 | 9.2146 | 9.552 | 10.3251 | 8.9881 | 9.8112 | 8.9094 | 12.8528 | 14.0006 | 11.3656 | 8.8214 | 8.9071 | 8.6921 | 8.8615 | 9.0631 | 8.9146 | 9.3761 | 9.2785 | 9.2412 | 9.4764 | 9.8571 | 12.9938 | 9.4353 | 16.3054 | 8.9123 | 15.1547 | 17.9722 | 10.6923 | 9.1353 | 16.7038 | 17.9376 | 13.4986 | 14.9105 | 9.6676 | 9.1438 | 9.5636 | 14.2218
1975 |  | 10.3469 | 8.9046 | 8.7003 | 10.0092 | 9.6045 | 9.8274 | 9.7892 | 9.6669 | 15.2711 | 18.6625 | 17.1714 | 17.881 | 11.3264 | 8.718 | 8.9615 | 8.8795 | 9.218 | 9.552 | 10.2451 | 8.9857 | 9.8172 | 8.9094 | 13.0327 | 14.3437 | 11.1725 | 8.8214 | 8.9071 | 8.6909 | 8.8639 | 9.0631 | 8.9146 | 9.3756 | 9.2828 | 9.2412 | 9.4764 | 9.8068 | 13.1269 | 9.5254 | 16.2116 | 9.0899 | 15.0212 | 17.9989 | 10.7015 | 9.1169 | 16.7546 | 17.9306 | 13.5054 | 14.9071 | 10.1726 | 8.991 | 9.378 | 14.2343 | 11.2114
1976 |  | 8.8645 | 7.5303 | 9.1745 | 10.3681 | 9.8454 | 9.7892 | 10.0801 | 14.5375 | 18.7514 | 16.9363 | 17.8139 | 11.4087 | 8.7149 | 8.9615 | 8.8795 | 9.2146 | 9.5569 | 10.2451 | 8.9057 | 9.8112 | 8.9113 | 13.2044 | 14.0481 | 11.3979 | 8.8242 | 8.9071 | 8.6909 | 8.8615 | 9.0656 | 8.9146 | 9.3756 | 9.2785 | 9.2442 | 9.4764 | 9.9029 | 13.1715 | 9.6254 | 16.1938 | 9.2206 | 14.9577 | 17.9879 | 10.7298 | 9.1321 | 16.7247 | 17.961 | 13.5197 | 14.9165 | 9.6814 | 9.1941 | 9.5736 | 14.3337 | 11.1318 | 15.8954
1977 |  | 8.6584 | 9.5045 | 9.5981 | 10.7195 | 9.0215 | 9.3101 | 15.4527 | 19.4902 | 17.2204 | 17.8842 | 11.3647 | 9.18 | 8.9652 | 8.8795 | 9.2146 | 9.552 | 10.3388 | 8.9057 | 9.8112 | 8.9094 | 12.9701 | 13.1727 | 12.0802 | 8.8214 | 8.9099 | 8.6909 | 8.8615 | 9.0631 | 8.918 | 9.3756 | 9.2785 | 9.2412 | 9.48 | 10.3983 | 13.0102 | 9.6785 | 16.1728 | 9.3281 | 14.9234 | 17.9475 | 10.7733 | 9.5229 | 16.3934 | 17.9495 | 13.542 | 14.9233 | 9.6881 | 9.318 | 9.6521 | 14.1936 | 11.2243 | 15.8968 | 9.3127
1978 |  | 9.7167 | 13.3966 | 12.1436 | 9.0062 | 9.3259 | 15.2052 | 21.198 | 16.9853 | 17.8429 | 11.4526 | 9.0683 | 8.9615 | 8.8808 | 9.2146 | 9.552 | 10.3251 | 8.9081 | 9.8112 | 8.9094 | 13.1836 | 13.8937 | 11.9871 | 8.8214 | 8.9071 | 8.6921 | 8.8615 | 9.0631 | 8.9146 | 9.3761 | 9.2785 | 9.2412 | 9.4764 | 10.1897 | 12.9353 | 9.8968 | 15.9764 | 9.0651 | 15.226 | 17.9814 | 10.7617 | 9.1705 | 16.8137 | 17.9652 | 13.537 | 14.9472 | 9.6933 | 9.2087 | 9.5891 | 14.1971 | 11.3244 | 15.9055 | 9.3179 | 8.4932
1979 |  | 12.4012 | 11.8773 | 9.0062 | 9.3101 | 15.0409 | 21.2409 | 16.967 | 17.9185 | 11.4065 | 9.2884 | 8.9615 | 8.8795 | 9.218 | 9.552 | 10.3251 | 8.9057 | 9.8172 | 9.0154 | 13.0514 | 14.1478 | 11.7692 | 8.8214 | 8.9071 | 8.6909 | 8.8639 | 9.0631 | 8.9146 | 9.3756 | 9.2828 | 9.2412 | 9.5631 | 10.4268 | 13.3928 | 9.4998 | 15.8003 | 9.3246 | 14.9953 | 17.9789 | 10.776 | 9.1642 | 16.8632 | 18.0041 | 13.543 | 14.9406 | 9.7201 | 9.1775 | 9.6411 | 14.2337 | 11.3023 | 15.9097 | 9.4808 | 8.9726 | 9.5716
1980 |  | 12.0803 | 9.0192 | 9.3101 | 15.2385 | 19.5221 | 16.9924 | 17.8344 | 11.4836 | 9.1372 | 8.9615 | 8.8795 | 9.2146 | 9.5569 | 10.3251 | 8.9057 | 9.8112 | 9.4584 | 13.818 | 13.275 | 11.464 | 8.8242 | 8.9071 | 8.6909 | 8.8615 | 9.0656 | 8.9146 | 9.3756 | 9.2785 | 9.2442 | 10.06 | 10.4847 | 12.5461 | 10.3285 | 15.6191 | 9.4378 | 14.9049 | 18.0007 | 10.7988 | 9.3571 | 16.6735 | 18.0447 | 13.5934 | 14.9566 | 9.7046 | 9.1828 | 9.6707 | 14.2087 | 11.3222 | 15.9318 | 9.3487 | 8.74 | 9.5611 | 9.0193
1981 |  | 8.9785 | 9.3101 | 15.2329 | 17.7175 | 17.0168 | 17.9253 | 11.4197 | 8.6954 | 8.9652 | 8.8795 | 9.2146 | 9.552 | 10.2588 | 8.9057 | 9.8112 | 10.1344 | 13.4559 | 13.4218 | 11.0519 | 8.8214 | 8.9099 | 8.6909 | 8.8615 | 9.0631 | 8.918 | 9.3756 | 9.2785 | 9.7344 | 10.223 | 10.4903 | 12.3815 | 10.5555 | 15.4378 | 9.6341 | 14.7346 | 18.0177 | 10.8339 | 9.4875 | 16.5732 | 18.0354 | 13.6195 | 14.9954 | 9.7121 | 9.1802 | 9.6938 | 14.2241 | 11.3331 | 15.9323 | 9.3647 | 8.4811 | 9.5611 | 9.0172 | 8.9049
1982 |  | 10.3165 | 15.4348 | 20.6031 | 16.9709 | 17.9883 | 11.4151 | 8.6923 | 8.9615 | 8.8808 | 9.2146 | 9.552 | 10.2451 | 8.9081 | 10.0348 | 10.2476 | 13.4238 | 13.1122 | 11.1861 | 9.1971 | 8.9071 | 8.6921 | 8.8615 | 9.0631 | 8.9146 | 9.3761 | 9.2785 | 9.7012 | 10.2103 | 10.5276 | 12.5958 | 10.4203 | 15.2254 | 9.8664 | 14.5463 | 18.0277 | 10.8233 | 9.345 | 16.7535 | 18.0466 | 13.6218 | 15.0185 | 9.7408 | 9.1879 | 9.6998 | 14.243 | 11.347 | 16.0003 | 9.3247 | 8.9381 | 9.5611 | 9.0172 | 8.903 | 8.6403
1983 |  | 15.3363 | 17.5992 | 17.1237 | 17.8801 | 11.5353 | 8.6887 | 8.9615 | 8.8795 | 9.218 | 9.552 | 10.2451 | 8.9057 | 10.3637 | 10.2526 | 13.6205 | 12.6813 | 11.3133 | 9.2105 | 8.8271 | 8.6909 | 8.8639 | 9.0631 | 8.9146 | 9.3756 | 9.2828 | 9.9556 | 10.233 | 10.5277 | 12.2339 | 10.821 | 15.0522 | 10.0893 | 14.3743 | 18.0427 | 10.8409 | 9.2455 | 16.8972 | 18.0661 | 13.6353 | 15.0416 | 9.7715 | 9.2066 | 9.7355 | 14.2297 | 11.3828 | 15.9408 | 9.3774 | 8.5326 | 9.5716 | 9.0172 | 8.903 | 8.6381 | 8.8221
1984 |  | 14.9344 | 14.4601 | 17.8852 | 11.5346 | 8.6897 | 8.9615 | 8.8795 | 9.2146 | 9.5569 | 10.2451 | 8.9057 | 10.636 | 10.2844 | 13.626 | 12.6187 | 11.2108 | 9.2245 | 8.8271 | 8.6109 | 8.8615 | 9.0656 | 8.9146 | 9.3756 | 9.2785 | 10.2395 | 10.2774 | 10.5268 | 12.6935 | 10.4077 | 14.8901 | 10.3041 | 14.1697 | 18.0664 | 11.1057 | 9.5815 | 16.3426 | 18.0939 | 13.6539 | 15.0424 | 9.8204 | 9.1972 | 9.7599 | 14.4126 | 11.2179 | 15.959 | 9.3876 | 8.4726 | 9.5611 | 9.0193 | 8.903 | 8.6381 | 8.8205 | 9.1502
1985 |  | 13.1859 | 13.2241 | 13.1538 | 9.5005 | 8.9652 | 8.8795 | 9.2276 | 9.565 | 10.2718 | 8.9187 | 9.7442 | 9.0426 | 13.9483 | 13.8061 | 11.0801 | 8.7414 | 8.8299 | 8.6909 | 7.6915 | 9.4831 | 8.918 | 9.3756 | 9.2785 | 10.3255 | 10.305 | 10.539 | 12.4139 | 10.7059 | 14.7482 | 10.5085 | 14.0057 | 18.0786 | 10.8871 | 9.2985 | 16.8716 | 18.0932 | 13.6829 | 15.058 | 9.7734 | 9.2228 | 9.82 | 14.4503 | 11.2224 | 15.9568 | 9.416 | 8.5027 | 9.5611 | 9.0172 | 8.9049 | 8.6381 | 8.8205 | 9.1428 | 8.9429
1986 |  | 13.7694 | 11.9282 | 9.5059 | 8.9615 | 8.8938 | 8.4776 | 8.395 | 10.6781 | 8.9211 | 9.7442 | 8.8424 | 14.1549 | 13.8148 | 11.2295 | 8.7414 | 8.9071 | 8.6921 | 7.6915 | 7.8331 | 9.3346 | 9.3761 | 9.2785 | 10.8886 | 10.3151 | 10.5939 | 12.148 | 11.0181 | 14.5522 | 10.7207 | 13.8362 | 18.0943 | 10.8835 | 9.4969 | 16.6535 | 18.1071 | 13.6794 | 15.08 | 10.2777 | 9.032 | 9.5934 | 14.3509 | 11.3641 | 15.962 | 9.4129 | 8.5036 | 9.5611 | 9.0172 | 8.903 | 8.6403 | 8.8205 | 9.1428 | 8.9418 | 9.2079
1987 |  | 9.3935 | 9.1309 | 8.9745 | 8.1425 | 8.061 | 8.815 | 11.4481 | 8.1687 | 10.5202 | 9.6124 | 12.8261 | 13.2076 | 11.3418 | 8.8214 | 8.9071 | 8.6909 | 7.6939 | 7.8331 | 8.1646 | 9.7956 | 9.2828 | 11.6835 | 10.3643 | 10.6017 | 12.9401 | 10.2667 | 14.4047 | 10.8978 | 13.6799 | 18.1027 | 10.8986 | 9.2498 | 17.0216 | 18.1226 | 13.6969 | 15.0822 | 9.8132 | 9.2395 | 9.8693 | 14.2833 | 11.4757 | 15.9986 | 9.429 | 8.5253 | 9.5716 | 9.0172 | 8.903 | 8.6381 | 8.8221 | 9.1428 | 8.9418 | 9.2092 | 9.3555
1988 |  | 9.0915 | 8.9745 | 7.7225 | 8.4776 | 8.3682 | 11.4481 | 7.7487 | 10.9342 | 9.6143 | 12.0408 | 13.1131 | 11.2103 | 8.8242 | 8.9071 | 8.6909 | 7.6915 | 7.8356 | 8.1646 | 10.5656 | 9.2785 | 11.1448 | 10.3528 | 10.5683 | 12.3105 | 10.9144 | 14.266 | 11.0448 | 13.5393 | 18.1284 | 10.9093 | 9.8647 | 16.416 | 18.1642 | 13.7057 | 15.1011 | 9.8073 | 9.2552 | 10.0412 | 14.1752 | 11.4526 | 16.0234 | 9.4695 | 8.4584 | 9.5611 | 9.0193 | 8.903 | 8.6381 | 8.8205 | 9.1502 | 8.9418 | 9.2092 | 9.3523 | 10.3943
1989 |  | 8.9352 | 8.1425 | 8.0576 | 8.815 | 11.4618 | 8.1879 | 10.5142 | 9.6124 | 12.8707 | 13.4199 | 11.5202 | 8.7414 | 8.9099 | 8.6909 | 7.6915 | 8.2531 | 7.748 | 10.5656 | 10.0485 | 10.5006 | 10.3787 | 10.6248 | 12.2407 | 10.9467 | 14.8661 | 10.59 | 13.342 | 18.12 | 10.9334 | 9.2363 | 17.0438 | 18.1632 | 13.7423 | 15.1163 | 9.8173 | 9.2602 | 10.2433 | 14.023 | 11.4743 | 16.075 | 9.4506 | 8.5486 | 9.5611 | 9.0172 | 8.9049 | 8.6381 | 8.8205 | 9.1428 | 8.9429 | 9.2092 | 9.3523 | 10.388 | 9.1865
1990 |  | 8.8508 | 9.2276 | 8.395 | 10.6781 | 8.9211 | 9.7442 | 9.842 | 14.3138 | 14.0881 | 11.1257 | 8.7414 | 8.8271 | 8.6921 | 7.6915 | 7.8331 | 8.1646 | 10.5661 | 10.0485 | 10.5969 | 10.8246 | 10.6712 | 12.5078 | 10.7502 | 14.0279 | 11.4202 | 13.2011 | 18.1363 | 10.9302 | 9.531 | 16.7116 | 18.1743 | 13.7387 | 15.1449 | 9.8517 | 9.2564 | 10.4324 | 13.8427 | 11.5154 | 16.0836 | 9.4572 | 8.7151 | 9.5611 | 9.0172 | 8.903 | 8.6403 | 8.8205 | 9.1428 | 8.9418 | 9.2079 | 9.3523 | 10.388 | 9.1848 | 9.1674
1991 |  | 9.188 | 9.565 | 10.2581 | 8.9187 | 12.0307 | 10.4505 | 14.1133 | 12.4032 | 11.2341 | 9.3045 | 8.8271 | 8.6109 | 7.6939 | 7.9609 | 8.8361 | 10.1456 | 9.2828 | 12.0643 | 10.7379 | 10.8547 | 12.6202 | 10.717 | 13.7904 | 11.6238 | 13.0728 | 18.1477 | 10.9413 | 9.2672 | 17.0989 | 18.1797 | 13.7516 | 15.1499 | 9.8582 | 9.2736 | 10.4723 | 13.8332 | 11.544 | 16.1045 | 9.4724 | 8.8468 | 9.5716 | 9.0172 | 8.903 | 8.6381 | 8.8221 | 9.1428 | 8.9418 | 9.2092 | 9.3555 | 10.388 | 9.1848 | 9.1653 | 9.2426
1992 |  | 9.5269 | 10.7347 | 8.9187 | 12.9329 | 10.4383 | 13.4066 | 12.3594 | 11.2317 | 9.3796 | 8.8271 | 8.6109 | 8.0445 | 7.8956 | 9.3346 | 9.3756 | 9.2785 | 12.2917 | 11.1924 | 10.7469 | 12.4427 | 11.066 | 14.5819 | 10.8862 | 12.8971 | 18.1622 | 10.9558 | 9.2857 | 17.063 | 18.2085 | 13.7659 | 15.1757 | 9.853 | 9.3591 | 10.4536 | 13.9104 | 11.4716 | 16.1302 | 9.5188 | 8.9479 | 9.5611 | 9.0193 | 8.903 | 8.6381 | 8.8205 | 9.1502 | 8.9418 | 9.2092 | 9.3523 | 10.3943 | 9.1848 | 9.1653 | 9.2407 | 9.3454
1993 |  | 12.6476 | 8.9057 | 12.7157 | 10.5046 | 13.0329 | 12.5735 | 11.2334 | 9.3777 | 8.8299 | 8.6109 | 8.7945 | 7.8261 | 9.338 | 9.3756 | 9.2785 | 12.2884 | 11.3904 | 10.7846 | 12.7736 | 10.7385 | 13.4861 | 11.2636 | 13.4773 | 18.1618 | 10.9838 | 9.2832 | 17.0863 | 18.2015 | 13.7958 | 15.1773 | 9.8644 | 9.2905 | 10.822 | 13.6197 | 11.5191 | 16.1263 | 9.6012 | 8.9646 | 9.5611 | 9.0172 | 8.9049 | 8.6381 | 8.8205 | 9.1428 | 8.9429 | 9.2092 | 9.3523 | 10.388 | 9.1865 | 9.1653 | 9.2407 | 9.343 | 9.075
1994 |  | 8.8781 | 11.407 | 10.3118 | 14.2701 | 12.1117 | 11.2272 | 9.3685 | 8.8271 | 8.6251 | 7.6245 | 7.7661 | 9.2676 | 10.1461 | 9.6353 | 12.1262 | 10.7083 | 10.8088 | 13.2255 | 10.2417 | 13.948 | 11.6241 | 12.6006 | 18.1811 | 10.9746 | 9.5609 | 16.7706 | 18.2174 | 13.7843 | 15.1937 | 9.8724 | 9.3266 | 10.5965 | 13.8782 | 11.5252 | 16.1427 | 9.5242 | 8.7981 | 9.5611 | 9.0172 | 8.903 | 8.6403 | 8.8205 | 9.1428 | 8.9418 | 9.2079 | 9.3523 | 10.388 | 9.1848 | 9.1674 | 9.2407 | 9.343 | 9.0746 | 9.0408
1995 |  | 13.5004 | 10.6051 | 13.3536 | 12.2799 | 11.2327 | 9.3755 | 8.8271 | 8.6109 | 8.3522 | 7.8261 | 9.2676 | 9.3086 | 9.2828 | 12.4398 | 11.8977 | 10.8014 | 13.6851 | 9.8923 | 13.2205 | 11.4083 | 13.2518 | 18.2298 | 10.9867 | 9.854 | 16.5322 | 18.2244 | 13.797 | 15.1893 | 9.9676 | 9.3013 | 10.5238 | 13.8579 | 11.6259 | 16.0698 | 9.7692 | 8.9726 | 9.5716 | 9.0172 | 8.903 | 8.6381 | 8.8221 | 9.1428 | 8.9418 | 9.2092 | 9.3555 | 10.388 | 9.1848 | 9.1653 | 9.2426 | 9.343 | 9.0746 | 9.0402 | 8.6352
1996 |  | 8.8013 | 14.5919 | 12.2928 | 11.214 | 9.3623 | 8.8271 | 8.6239 | 7.6245 | 8.1886 | 7.6776 | 10.4986 | 9.9815 | 11.8009 | 10.9055 | 10.834 | 13.6927 | 9.8745 | 13.7225 | 11.6445 | 12.4073 | 18.2473 | 11.0438 | 9.466 | 16.9712 | 18.2519 | 13.8223 | 15.2034 | 9.8977 | 9.4223 | 10.5543 | 13.8601 | 11.5965 | 16.1803 | 9.557 | 8.777 | 9.5611 | 9.0193 | 8.903 | 8.6381 | 8.8205 | 9.1502 | 8.9418 | 9.2092 | 9.3523 | 10.3943 | 9.1848 | 9.1653 | 9.2407 | 9.3454 | 9.0746 | 9.0402 | 8.6367 | 8.9747
1997 |  | 13.3187 | 12.4465 | 11.2344 | 9.3601 | 8.8299 | 8.6239 | 7.6245 | 8.1861 | 7.681 | 10.4986 | 9.9815 | 12.149 | 10.7292 | 10.8252 | 13.7179 | 9.8951 | 14.0568 | 10.9783 | 12.5411 | 18.2279 | 11.0606 | 9.5242 | 16.887 | 18.2454 | 13.8454 | 15.2172 | 9.9072 | 9.3441 | 10.5437 | 13.9148 | 11.662 | 16.0738 | 9.6327 | 8.9138 | 9.5611 | 9.0172 | 8.9049 | 8.6381 | 8.8205 | 9.1428 | 8.9429 | 9.2092 | 9.3523 | 10.388 | 9.1865 | 9.1653 | 9.2407 | 9.343 | 9.075 | 9.0402 | 8.6367 | 9.0347 | 8.6583
1998 |  | 10.5129 | 11.4108 | 8.7544 | 8.8401 | 7.4551 | 8.0445 | 8.1861 | 8.0976 | 10.0791 | 9.9815 | 11.883 | 10.8708 | 10.8185 | 13.6165 | 10.0825 | 14.1446 | 11.5633 | 12.3513 | 17.5546 | 11.4638 | 9.5852 | 16.6042 | 18.2507 | 13.8385 | 15.2402 | 9.9172 | 9.9936 | 10.9547 | 13.1802 | 11.5178 | 16.1959 | 9.6012 | 8.8944 | 9.5611 | 9.0172 | 8.903 | 8.6403 | 8.8205 | 9.1428 | 8.9418 | 9.2079 | 9.3523 | 10.388 | 9.1848 | 9.1674 | 9.2407 | 9.343 | 9.0746 | 9.0408 | 8.6367 | 9.0848 | 8.6567 | 8.689
1999 |  | 9.351 | 8.7544 | 8.8401 | 7.4539 | 8.0469 | 8.3807 | 8.8476 | 10.0786 | 9.9858 | 11.2506 | 10.7175 | 10.7987 | 13.3447 | 10.3635 | 13.8286 | 11.9087 | 12.6675 | 17.0885 | 11.0817 | 9.9572 | 16.6574 | 18.2977 | 13.8516 | 15.2355 | 10.1649 | 9.2848 | 10.6271 | 13.9465 | 11.5095 | 16.1367 | 9.5995 | 8.737 | 9.5716 | 9.0172 | 8.903 | 8.6381 | 8.8221 | 9.1428 | 8.9418 | 9.2092 | 9.3555 | 10.388 | 9.1848 | 9.1653 | 9.2426 | 9.343 | 9.0746 | 9.0402 | 8.6352 | 9.241 | 8.6567 | 8.6887 | 12.3892
2000 |  | 8.7142 | 8.8401 | 7.4539 | 7.5645 | 8.1886 | 8.8476 | 10.0786 | 9.9815 | 10.3622 | 10.7107 | 10.8389 | 13.3344 | 10.3456 | 14.235 | 11.5868 | 13.0878 | 16.4574 | 11.0985 | 9.3002 | 17.2205 | 18.3386 | 13.8903 | 15.2541 | 10.198 | 9.2412 | 10.5408 | 13.9304 | 11.6472 | 16.1476 | 9.6175 | 8.7294 | 9.5811 | 9.0193 | 8.903 | 8.6381 | 8.8205 | 9.1502 | 8.9418 | 9.2092 | 9.3523 | 10.3943 | 9.1848 | 9.1653 | 9.2407 | 9.3454 | 9.0746 | 9.0402 | 8.6367 | 9.3373 | 8.6567 | 8.6887 | 12.5233 | 8.2448
2001 |  | 8.7999 | 7.4539 | 8.0445 | 8.1861 | 8.101 | 10.0786 | 9.9815 | 12.1087 | 11.2975 | 10.8788 | 13.7647 | 9.94 | 14.0802 | 11.0125 | 12.4306 | 17.6349 | 11.1221 | 9.6971 | 16.7821 | 18.3313 | 13.9229 | 15.3146 | 9.9252 | 9.3611 | 10.4706 | 14.3852 | 11.465 | 16.2114 | 9.6644 | 8.7145 | 9.8195 | 9.0172 | 8.9049 | 8.6381 | 8.8205 | 9.1428 | 8.9429 | 9.2092 | 9.3523 | 10.388 | 9.1865 | 9.1653 | 9.2407 | 9.343 | 9.075 | 9.0402 | 8.6367 | 9.3605 | 8.6583 | 8.6887 | 12.5847 | 8.1331 | 8.86
2002 |  | 8.5821 | 7.6245 | 7.7661 | 9.1195 | 10.4991 | 9.9815 | 12.6657 | 11.5412 | 10.9261 | 13.4018 | 10.3268 | 13.0748 | 10.9512 | 12.6146 | 18.2463 | 11.1261 | 9.3062 | 17.2073 | 18.3469 | 13.9249 | 15.3233 | 10.4039 | 9.1503 | 10.467 | 14.0104 | 11.7026 | 16.2112 | 9.6639 | 8.7166 | 9.9533 | 9.0172 | 8.903 | 8.6403 | 8.8205 | 9.1428 | 8.9418 | 9.2079 | 9.3523 | 10.388 | 9.1848 | 9.1674 | 9.2407 | 9.343 | 9.0746 | 9.0408 | 8.6367 | 9.4364 | 8.6447 | 8.689 | 12.6807 | 8.2418 | 8.8587 | 9.1434
2003 |  | 8.7539 | 8.9961 | 8.8476 | 13.2745 | 9.2158 | 14.3105 | 10.7838 | 11.0916 | 12.3838 | 10.518 | 13.1407 | 10.8341 | 14.0296 | 18.3141 | 11.1334 | 9.2352 | 17.3146 | 18.3574 | 13.933 | 15.3246 | 9.9917 | 9.4 | 10.4679 | 14.2756 | 11.6637 | 16.1298 | 9.6964 | 8.7068 | 9.966 | 9.0172 | 8.903 | 8.6381 | 8.8221 | 9.1428 | 8.9418 | 9.2092 | 9.3555 | 10.388 | 9.1848 | 9.1653 | 9.2426 | 9.343 | 9.0746 | 9.0402 | 8.6352 | 9.6101 | 8.5805 | 8.6887 | 12.8403 | 8.2532 | 8.8587 | 9.1424 | 8.7297
2004 |  | 8.9556 | 8.8476 | 15.0699 | 9.1985 | 13.5438 | 10.7511 | 11.1034 | 12.3932 | 10.595 | 14.5401 | 9.4925 | 15.4382 | 18.291 | 11.1475 | 9.314 | 17.2349 | 18.4007 | 13.9493 | 15.3396 | 9.9917 | 9.4557 | 10.4947 | 14.4378 | 11.4951 | 16.2044 | 9.658 | 8.7 | 9.9669 | 9.0193 | 8.903 | 8.6381 | 8.8205 | 9.1502 | 8.9418 | 9.2092 | 9.3523 | 10.3943 | 9.1848 | 9.1653 | 9.2407 | 9.3454 | 9.0746 | 9.0402 | 8.6367 | 9.8392 | 8.4571 | 8.6887 | 12.9714 | 8.1273 | 8.8587 | 9.1424 | 8.7281 | 9.2523
Simulation Start Year |  | 5: Mead Storage
1906 |  | 16.8812 | 20.7784 | 19.5904 | 21.9246 | 22.8172 | 22.6831 | 23.842 | 23.406 | 27.2013 | 24.0111 | 27.202 | 27.2024 | 25.9328 | 24.9816 | 27.2033 | 27.2041 | 27.2048 | 27.2053 | 25.3698 | 24.5394 | 24.2917 | 26.2708 | 25.1983 | 27.0625 | 24.8893 | 23.4048 | 23.3492 | 21.9727 | 20.6039 | 18.6751 | 16.7663 | 15.4934 | 13.9717 | 13.5128 | 12.869 | 13.3081 | 12.5806 | 11.5893 | 10.8058 | 10.2196 | 9.5133 | 8.9464 | 8.0696 | 8.6426 | 7.7203 | 7.0176 | 10.5411 | 9.4188 | 8.8515 | 8.8755 | 8.2285 | 7.8191 | 7.8745
1907 |  | 18.7509 | 17.5653 | 21.1967 | 21.4052 | 21.3437 | 22.6041 | 22.1421 | 25.4087 | 23.9045 | 27.2016 | 27.202 | 26.6695 | 24.2318 | 27.2027 | 27.2035 | 27.2042 | 27.2047 | 25.7763 | 24.7298 | 23.6096 | 27.011 | 26.0837 | 27.0609 | 24.8908 | 23.4089 | 23.3642 | 21.9873 | 20.6155 | 18.6905 | 16.7812 | 15.508 | 13.9854 | 13.5242 | 12.8806 | 13.3199 | 12.5856 | 11.5967 | 10.8136 | 10.2276 | 9.5212 | 8.9554 | 8.0781 | 8.8863 | 8.123 | 7.4073 | 10.7685 | 9.6473 | 9.0702 | 9.0905 | 8.4373 | 8.0218 | 8.0669 | 7.7324
1908 |  | 14.7663 | 17.95 | 18.7264 | 18.7324 | 20.0944 | 19.6996 | 21.5799 | 21.5884 | 23.7654 | 27.2016 | 26.1343 | 24.7855 | 27.2021 | 27.2029 | 27.2036 | 27.2041 | 25.0147 | 24.0077 | 23.9097 | 27.001 | 26.0703 | 27.0573 | 24.5875 | 21.9978 | 22.6139 | 21.2591 | 19.9111 | 18.0056 | 16.1159 | 14.8597 | 13.7947 | 13.3421 | 12.7075 | 13.1517 | 12.4222 | 11.4358 | 10.6596 | 10.0788 | 9.3777 | 8.8159 | 7.9443 | 8.406 | 7.6062 | 6.9044 | 10.3751 | 9.371 | 8.8026 | 8.8284 | 8.1847 | 7.777 | 7.8298 | 7.4996 | 7.2024
1909 |  | 19.2043 | 19.5646 | 19.5658 | 20.9045 | 20.5252 | 22.9778 | 22.3822 | 25.3294 | 27.2013 | 26.5541 | 24.2795 | 27.202 | 27.2023 | 27.203 | 27.2034 | 25.127 | 23.8733 | 23.7412 | 26.7768 | 25.8616 | 27.1449 | 24.5022 | 23.1949 | 23.1864 | 21.814 | 20.4478 | 18.5242 | 16.6194 | 15.3614 | 13.8425 | 13.3898 | 12.7513 | 13.2026 | 12.4723 | 11.4847 | 10.7056 | 10.1255 | 9.4233 | 8.8607 | 7.9872 | 9.0611 | 8.1111 | 7.3965 | 11.0181 | 9.9473 | 9.3608 | 9.3697 | 8.7087 | 8.2879 | 8.3256 | 7.9802 | 7.6661 | 7.2021
1910 |  | 14.9395 | 15.1424 | 17.9274 | 18.2398 | 20.7876 | 20.2592 | 22.2487 | 27.0504 | 25.5828 | 24.6329 | 27.2017 | 27.2022 | 27.2024 | 27.2028 | 25.1132 | 24.1348 | 23.9823 | 26.9904 | 26.0757 | 27.0528 | 24.5334 | 23.2746 | 23.1769 | 21.8047 | 20.4414 | 18.5179 | 16.6134 | 15.3445 | 13.8265 | 13.3754 | 12.7384 | 13.1834 | 12.4609 | 11.4743 | 10.6959 | 10.1139 | 9.413 | 8.8511 | 7.9784 | 9.2179 | 8.2617 | 7.5429 | 11.2198 | 10.2812 | 9.6873 | 9.6859 | 9.0156 | 8.5835 | 8.6173 | 8.2634 | 7.9408 | 7.4677 | 6.8607
1911 |  | 14.4039 | 17.5728 | 17.4674 | 20.8346 | 20.24 | 22.2817 | 27.2004 | 25.4583 | 24.4899 | 27.2013 | 27.2019 | 27.2023 | 27.2022 | 25.8302 | 24.8055 | 24.3288 | 26.994 | 25.9233 | 27.0506 | 24.5369 | 23.1916 | 23.2382 | 21.8645 | 20.4966 | 18.5755 | 16.6694 | 15.3991 | 13.8792 | 13.4254 | 12.7883 | 13.2332 | 12.5038 | 11.519 | 10.7397 | 10.158 | 9.4558 | 8.8941 | 8.0805 | 9.4746 | 8.5783 | 7.85 | 11.52 | 10.5988 | 9.9921 | 9.9837 | 9.3037 | 8.8633 | 8.8846 | 8.5263 | 8.196 | 7.7151 | 6.9649 | 7.4973
1912 |  | 16.6772 | 16.4524 | 20.2036 | 19.6162 | 21.7111 | 27.0048 | 25.6467 | 23.7212 | 27.2009 | 27.2015 | 26.861 | 27.2022 | 25.0734 | 24.0966 | 23.9849 | 27.0061 | 25.9757 | 27.0483 | 24.7617 | 23.2913 | 23.342 | 21.946 | 20.5754 | 18.6475 | 16.7402 | 15.468 | 13.9464 | 13.4944 | 12.8606 | 13.3048 | 12.5747 | 11.5871 | 11.1667 | 10.5732 | 9.8582 | 9.2831 | 8.4502 | 9.8332 | 9.0526 | 8.3108 | 11.8584 | 11.0749 | 10.4541 | 10.4288 | 9.7362 | 9.2822 | 9.2904 | 8.9168 | 8.5769 | 8.0846 | 7.3227 | 7.0204 | 6.9223
1913 |  | 13.8264 | 17.6654 | 18.4131 | 20.4391 | 24.574 | 23.9225 | 23.6777 | 27.2006 | 27.2012 | 27.2016 | 27.2018 | 25.3455 | 24.3837 | 23.3119 | 26.3439 | 25.402 | 27.0459 | 25.108 | 23.182 | 23.3544 | 21.9977 | 20.6255 | 18.6959 | 16.7864 | 15.5241 | 14.001 | 13.5488 | 12.9108 | 13.3626 | 12.7454 | 11.7546 | 11.5408 | 10.9376 | 10.212 | 9.6258 | 8.7592 | 10.1922 | 9.4173 | 8.6651 | 12.0821 | 11.4393 | 10.8088 | 10.7733 | 10.0689 | 9.6066 | 9.6044 | 9.2214 | 8.8709 | 8.3705 | 7.5998 | 6.9932 | 6.8976 | 7.1827
1914 |  | 18.141 | 17.961 | 20.1131 | 23.9335 | 24.3166 | 23.1831 | 27.2002 | 27.2008 | 27.2012 | 27.2014 | 25.3704 | 24.4113 | 24.1595 | 27.0194 | 26.1768 | 27.0439 | 25.137 | 23.2419 | 23.195 | 21.8628 | 20.4961 | 18.5695 | 16.6635 | 15.3933 | 13.8741 | 13.4263 | 12.7926 | 13.2409 | 12.8021 | 11.8078 | 11.6591 | 11.0535 | 10.3246 | 9.7353 | 8.8496 | 10.3434 | 9.5664 | 8.8102 | 12.208 | 11.6228 | 10.9909 | 10.9507 | 10.2411 | 9.7713 | 9.7683 | 9.3804 | 9.0253 | 8.52 | 7.7472 | 7.0746 | 6.9148 | 7.1978 | 7.1651
1915 |  | 14.1289 | 17.1456 | 21.3567 | 22.516 | 22.2232 | 25.8133 | 27.2004 | 27.2008 | 27.2011 | 24.911 | 23.9945 | 23.9648 | 27.0088 | 25.6983 | 27.0417 | 24.8467 | 23.019 | 23.0725 | 21.5675 | 20.2079 | 18.2952 | 16.3954 | 15.1321 | 13.619 | 13.1765 | 12.5502 | 13.006 | 12.6407 | 11.6542 | 11.5592 | 10.9577 | 10.2331 | 9.6481 | 8.8261 | 10.3407 | 9.559 | 8.8032 | 12.1295 | 11.5468 | 10.9144 | 10.8795 | 10.1726 | 9.7051 | 9.7001 | 9.3179 | 8.9649 | 8.4616 | 7.6886 | 7.0193 | 6.9229 | 7.2059 | 7.1716 | 7.0827
1916 |  | 18.1939 | 21.3269 | 22.4338 | 22.1395 | 25.7369 | 27.2 | 27.2004 | 27.2007 | 25.8077 | 24.8827 | 24.3997 | 26.9709 | 26.5942 | 27.0395 | 24.8001 | 23.2271 | 23.0569 | 21.5572 | 19.8813 | 17.9754 | 16.0851 | 14.8283 | 13.3216 | 12.8902 | 12.2761 | 12.7403 | 12.6466 | 11.6611 | 11.6068 | 11.0052 | 10.2803 | 9.694 | 8.9572 | 10.4794 | 9.6977 | 8.9385 | 12.1753 | 11.5919 | 10.9587 | 10.9204 | 10.2141 | 9.7458 | 9.7397 | 9.3532 | 9.0012 | 8.4971 | 7.7232 | 7.0519 | 6.8913 | 7.1756 | 7.2041 | 7.0696 | 6.8133
1917 |  | 19.4589 | 19.8124 | 19.6083 | 22.1884 | 27.1996 | 27.2 | 27.2003 | 25.1667 | 24.1487 | 24.0433 | 26.9785 | 26.1845 | 27.0372 | 24.7309 | 22.9667 | 23.0337 | 21.5427 | 19.8417 | 17.6303 | 15.7486 | 14.5113 | 13.0127 | 12.5889 | 11.9782 | 12.4588 | 12.6569 | 11.6717 | 11.6452 | 11.0438 | 10.319 | 9.7326 | 9.0738 | 10.5026 | 9.7207 | 8.9613 | 12.2883 | 11.7045 | 11.0687 | 11.0278 | 10.3174 | 9.8488 | 9.8398 | 9.4502 | 9.0937 | 8.5875 | 7.8112 | 7.1372 | 6.9141 | 7.1996 | 7.166 | 7.0905 | 6.8308 | 6.8608
1918 |  | 14.4475 | 14.387 | 18.4141 | 22.076 | 25.3698 | 27.2 | 25.1425 | 24.1274 | 23.2426 | 26.2956 | 25.484 | 27.0115 | 24.5951 | 22.9626 | 22.9792 | 21.4938 | 19.7969 | 17.5643 | 15.6845 | 14.4377 | 12.9416 | 12.5206 | 11.9128 | 12.387 | 12.8314 | 11.8407 | 11.8506 | 11.2417 | 10.5126 | 9.9214 | 9.348 | 10.8836 | 10.0917 | 9.321 | 12.3923 | 11.8043 | 11.1695 | 11.1263 | 10.4135 | 9.94 | 9.9331 | 9.541 | 9.1818 | 8.6727 | 7.8962 | 7.2197 | 6.8893 | 7.1741 | 7.2046 | 7.0705 | 6.8117 | 6.838 | 6.8941
1919 |  | 14.8339 | 18.584 | 21.834 | 24.3418 | 26.7705 | 24.6664 | 23.6808 | 23.712 | 26.7629 | 26.6661 | 27.0173 | 24.9859 | 23.216 | 23.1817 | 21.6964 | 20.0149 | 17.8035 | 15.9172 | 14.6646 | 13.1615 | 12.7336 | 12.1214 | 12.5916 | 13.4496 | 12.4501 | 12.5078 | 11.8856 | 11.1396 | 10.5318 | 9.9931 | 11.561 | 10.7461 | 9.9547 | 12.92 | 12.3191 | 11.6681 | 11.6146 | 10.8887 | 10.4014 | 10.3763 | 9.9737 | 9.6008 | 9.0794 | 8.2885 | 7.6009 | 6.9019 | 7.1865 | 7.2154 | 7.0826 | 6.8236 | 6.8497 | 6.9044 | 7.4445
1920 |  | 18.7387 | 22.2041 | 24.8026 | 27.1992 | 25.2016 | 24.2259 | 23.4466 | 26.5234 | 25.8068 | 27.0319 | 24.7906 | 22.9886 | 23.1172 | 21.6402 | 19.9359 | 17.6924 | 15.8792 | 14.5836 | 13.0832 | 12.6607 | 12.0554 | 12.5282 | 13.6145 | 12.6086 | 12.7056 | 12.076 | 11.3261 | 10.7132 | 10.2486 | 11.816 | 10.9972 | 10.1996 | 13.0722 | 12.4657 | 11.8114 | 11.7519 | 11.0242 | 10.5334 | 10.5049 | 10.0955 | 9.721 | 9.1964 | 8.4023 | 7.7103 | 6.9449 | 7.2283 | 7.1944 | 7.1045 | 6.8478 | 6.8118 | 6.8677 | 7.4445 | 7.0587
1921 |  | 19.6958 | 21.4369 | 23.3726 | 23.5542 | 22.5426 | 22.6343 | 24.8706 | 24.0311 | 27.03 | 25.1138 | 23.1529 | 23.272 | 21.8024 | 20.102 | 17.8834 | 16.1106 | 14.9337 | 13.5632 | 12.5361 | 11.9311 | 12.4157 | 13.9662 | 12.9522 | 13.0315 | 12.3952 | 11.6371 | 11.0167 | 10.6029 | 12.1915 | 11.3644 | 10.5571 | 13.274 | 12.6674 | 12.0084 | 11.9442 | 11.2105 | 10.7174 | 10.6842 | 10.2697 | 9.8884 | 9.3594 | 8.5609 | 7.8642 | 7.0956 | 7.376 | 7.3374 | 7.1099 | 6.8504 | 6.8188 | 6.8747 | 7.4445 | 7.0576 | 7.0205
1922 |  | 17.7803 | 20.199 | 20.4038 | 19.466 | 19.671 | 21.2977 | 21.9154 | 24.6735 | 24.0567 | 22.5136 | 22.554 | 21.1101 | 19.4437 | 17.2332 | 15.5704 | 14.4424 | 13.2007 | 12.1827 | 11.8001 | 12.2812 | 12.8746 | 11.8887 | 12.018 | 11.4108 | 10.6793 | 10.0861 | 9.7565 | 11.3861 | 10.5799 | 9.7974 | 12.4985 | 11.9087 | 11.2731 | 11.229 | 10.5153 | 10.0406 | 10.0326 | 9.6391 | 9.2787 | 8.7684 | 7.9904 | 7.3121 | 6.8747 | 7.1609 | 7.1926 | 7.1032 | 6.8441 | 6.8086 | 6.8663 | 7.4445 | 7.0578 | 7.017 | 6.7952
1923 |  | 17.8806 | 18.3728 | 17.0282 | 17.7724 | 20.1379 | 20.7012 | 22.4089 | 22.9172 | 21.2662 | 21.4128 | 20.0079 | 18.3545 | 16.1764 | 14.4941 | 13.3934 | 12.2247 | 11.673 | 11.3038 | 11.7129 | 11.3796 | 10.437 | 10.652 | 10.084 | 9.3919 | 8.8419 | 8.5904 | 10.2624 | 9.4926 | 8.7449 | 11.3962 | 10.8335 | 10.2259 | 10.2155 | 9.5332 | 9.0904 | 9.1093 | 8.7485 | 8.4157 | 7.9318 | 7.1781 | 7.05 | 6.8919 | 7.1778 | 7.2078 | 7.0761 | 6.8181 | 6.8452 | 6.9004 | 7.4445 | 7.058 | 7.0174 | 6.7954 | 7.1501
1924 |  | 14.6502 | 13.7906 | 13.7714 | 17.3079 | 19.2051 | 21.0123 | 21.4229 | 19.8229 | 19.9352 | 18.318 | 16.7193 | 14.8856 | 13.0842 | 11.9731 | 11.5535 | 11.4536 | 11.2168 | 11.6281 | 11.1651 | 10.2275 | 9.501 | 8.9704 | 8.3166 | 7.7989 | 6.9704 | 8.4739 | 7.7607 | 7.0667 | 9.7987 | 9.2818 | 8.7241 | 8.7595 | 8.1241 | 7.7244 | 7.7845 | 7.4613 | 7.1705 | 6.9786 | 6.8391 | 7.4973 | 6.8734 | 7.1604 | 7.1909 | 7.102 | 6.8462 | 6.8111 | 6.8677 | 7.4445 | 7.0595 | 7.0191 | 6.7971 | 7.1501 | 6.8109
1925 |  | 14.1578 | 13.8924 | 17.5162 | 19.153 | 21.0018 | 21.4054 | 19.8167 | 19.92 | 18.1685 | 16.5739 | 14.7438 | 13.1008 | 11.7616 | 11.3938 | 11.2983 | 11.3841 | 11.6823 | 11.403 | 10.6698 | 9.9286 | 9.3867 | 8.7216 | 8.1928 | 7.3527 | 8.5885 | 7.87 | 7.168 | 9.6831 | 9.1763 | 8.623 | 8.6625 | 8.0299 | 7.6358 | 7.6992 | 7.3792 | 7.0898 | 7.0057 | 6.8655 | 7.4973 | 6.8754 | 7.1645 | 7.1954 | 7.1065 | 6.8479 | 6.8173 | 6.8738 | 7.4445 | 7.0584 | 7.0221 | 6.8002 | 7.1501 | 6.809 | 7.3739
1926 |  | 14.09 | 17.8104 | 19.1059 | 20.9815 | 21.3967 | 19.8145 | 19.9251 | 18.1734 | 16.4431 | 14.6162 | 12.9765 | 11.8708 | 11.1799 | 11.4612 | 11.2621 | 11.6954 | 11.5384 | 10.9885 | 10.8681 | 10.2966 | 9.604 | 9.0497 | 8.1848 | 9.1132 | 8.3811 | 7.6697 | 10.285 | 9.762 | 9.195 | 9.2184 | 8.5702 | 8.1587 | 8.2112 | 7.8756 | 7.5707 | 7.115 | 6.8519 | 7.4973 | 6.8758 | 7.1637 | 7.1966 | 7.108 | 6.8497 | 6.8149 | 6.8729 | 7.4445 | 7.0586 | 7.0187 | 6.7973 | 7.1501 | 6.8092 | 7.3739 | 7.3543
1927 |  | 17.6345 | 18.9345 | 20.8936 | 21.2398 | 19.6988 | 19.8154 | 18.0775 | 16.351 | 14.5307 | 12.8932 | 11.7891 | 11.4233 | 10.9578 | 11.0546 | 11.4927 | 11.4721 | 11.0419 | 10.92 | 10.9715 | 10.2585 | 9.6849 | 8.8021 | 9.3585 | 8.6224 | 7.9045 | 10.5846 | 10.0518 | 9.4719 | 9.4904 | 8.8353 | 8.417 | 8.4586 | 8.1193 | 7.8073 | 7.3445 | 6.8633 | 7.4973 | 6.8763 | 7.1646 | 7.1964 | 7.1098 | 6.8518 | 6.8172 | 6.8739 | 7.4445 | 7.0588 | 7.0191 | 6.7975 | 7.1501 | 6.8094 | 7.3739 | 7.3525 | 7.6642
1928 |  | 14.9139 | 18.6053 | 19.0047 | 17.5379 | 17.1352 | 15.7464 | 14.5272 | 12.3864 | 11.5176 | 11.2567 | 10.9432 | 11.2246 | 9.5116 | 11.0947 | 11.0866 | 10.8044 | 10.7142 | 10.7773 | 10.6997 | 10.1125 | 9.217 | 8.7554 | 8.0379 | 7.3395 | 9.7953 | 9.2904 | 8.7357 | 8.774 | 8.1428 | 7.7464 | 7.8091 | 7.4877 | 7.1981 | 7.007 | 6.8675 | 7.4973 | 6.8753 | 7.1641 | 7.1964 | 7.1087 | 6.8398 | 6.8061 | 6.8634 | 7.4445 | 7.0603 | 7.0208 | 6.7992 | 7.1501 | 6.8116 | 7.3739 | 7.3527 | 7.6589 | 8.1802
1929 |  | 18.0975 | 18.1259 | 16.6838 | 16.3842 | 15.239 | 14.0491 | 11.1969 | 10.583 | 10.5739 | 10.6663 | 10.9558 | 9.243 | 10.9339 | 10.9305 | 10.6527 | 10.5647 | 10.657 | 10.583 | 10.6288 | 9.7176 | 9.2414 | 8.5066 | 7.7948 | 10.2314 | 9.7157 | 9.1491 | 9.176 | 8.5312 | 8.1266 | 8.179 | 7.8472 | 7.5453 | 7.0925 | 6.8898 | 7.4973 | 6.8772 | 7.1683 | 7.2008 | 7.0699 | 6.8142 | 6.8472 | 6.9035 | 7.4445 | 7.0592 | 7.0238 | 6.8023 | 7.1501 | 6.8097 | 7.3739 | 7.353 | 7.6593 | 8.1631 | 7.7073
1930 |  | 13.6936 | 12.6654 | 12.5544 | 11.5024 | 10.7732 | 8.8071 | 7.3381 | 7.6114 | 7.5935 | 8.1622 | 7.7123 | 9.1427 | 9.2931 | 9.1585 | 9.2098 | 9.435 | 9.5153 | 9.5946 | 9.3453 | 8.8818 | 8.1645 | 7.4643 | 9.7211 | 9.221 | 8.6738 | 8.7163 | 8.0864 | 7.6926 | 7.7638 | 7.4461 | 7.1583 | 7.0307 | 6.8932 | 7.4973 | 6.8777 | 7.1675 | 7.202 | 7.0714 | 6.8161 | 6.8453 | 6.9032 | 7.4445 | 7.0594 | 7.0203 | 6.7994 | 7.1501 | 6.8099 | 7.3739 | 7.3552 | 7.6618 | 8.1657 | 7.7089 | 7.3999
1931 |  | 13.9578 | 13.7481 | 12.6693 | 10.8857 | 8.533 | 7.7666 | 7.6392 | 7.6199 | 8.1854 | 7.7351 | 9.1647 | 9.301 | 9.1682 | 9.2191 | 9.4419 | 9.5217 | 9.6247 | 9.3744 | 9.6306 | 8.8905 | 8.1689 | 10.192 | 9.6777 | 9.1146 | 9.1476 | 8.5059 | 8.1006 | 8.1547 | 7.8293 | 7.5303 | 7.0797 | 6.8786 | 7.4962 | 6.8771 | 7.1674 | 7.2008 | 7.0722 | 6.8174 | 6.8468 | 6.9037 | 7.4445 | 7.0598 | 7.021 | 6.7998 | 7.1502 | 6.8101 | 7.3739 | 7.3534 | 7.666 | 8.17 | 7.7133 | 7.4026 | 7.5244
1932 |  | 16.7509 | 15.5265 | 14.3664 | 11.9362 | 11.1163 | 11.0883 | 10.7792 | 11.0652 | 9.3528 | 11.0266 | 11.0137 | 10.727 | 10.6382 | 10.7265 | 10.6738 | 10.7401 | 10.4783 | 10.608 | 10.4602 | 9.6912 | 12.1265 | 11.5571 | 10.9379 | 10.9127 | 10.2183 | 9.761 | 9.7648 | 9.387 | 9.044 | 8.5476 | 7.7804 | 7.1143 | 6.8944 | 7.1846 | 7.2181 | 7.0878 | 6.8358 | 6.804 | 6.8626 | 7.4445 | 7.0616 | 7.0232 | 6.802 | 7.1502 | 6.8123 | 7.3739 | 7.3536 | 7.6607 | 8.1829 | 7.726 | 7.4151 | 7.5292 | 16.1059
1933 |  | 13.7554 | 12.5786 | 9.8008 | 8.2118 | 8.3745 | 8.2407 | 8.6973 | 7.5353 | 8.9786 | 9.1179 | 8.9824 | 9.0317 | 9.2648 | 9.3502 | 9.5501 | 9.3253 | 9.6069 | 9.4961 | 9.3868 | 11.3935 | 10.846 | 10.2481 | 10.2444 | 9.5706 | 9.1377 | 9.1632 | 8.805 | 8.4773 | 7.9996 | 7.2507 | 7.019 | 6.9262 | 7.2175 | 7.1893 | 7.1041 | 6.8491 | 6.8216 | 6.88 | 7.4445 | 7.0607 | 7.0267 | 6.8057 | 7.1502 | 6.8104 | 7.3739 | 7.3539 | 7.6611 | 8.1657 | 7.7108 | 7.4006 | 7.5154 | 16.2852 | 22.3559
1934 |  | 13.7202 | 10.9423 | 10.3286 | 10.3157 | 10.4161 | 10.7129 | 9.0081 | 10.6916 | 10.6949 | 10.4174 | 10.3291 | 10.4116 | 10.3684 | 10.4437 | 10.1903 | 10.3482 | 10.2383 | 10.1052 | 11.8384 | 11.2796 | 10.6733 | 10.6578 | 9.9722 | 9.525 | 9.5432 | 9.1747 | 8.8372 | 8.3479 | 7.5913 | 7.055 | 6.9009 | 7.1925 | 7.1671 | 7.0972 | 6.8429 | 6.8119 | 6.8722 | 7.4445 | 7.0611 | 7.0237 | 6.8034 | 7.1502 | 6.8106 | 7.3739 | 7.3562 | 7.6636 | 8.1683 | 7.7124 | 7.4042 | 7.5191 | 16.6152 | 22.673 | 27.1142
1935 |  | 13.3016 | 11.7612 | 11.5293 | 12.5731 | 11.8155 | 11.6537 | 11.9261 | 14.3103 | 12.8836 | 12.955 | 12.2869 | 11.5771 | 10.8802 | 10.0993 | 11.662 | 11.1418 | 11.0047 | 13.2377 | 12.1432 | 11.5115 | 11.4763 | 10.7679 | 10.2971 | 10.2875 | 9.8995 | 9.5401 | 9.031 | 8.2511 | 7.5746 | 6.8845 | 7.1778 | 7.2135 | 7.086 | 6.8326 | 6.8024 | 6.8619 | 7.4445 | 7.0616 | 7.0246 | 6.8042 | 7.1502 | 6.811 | 7.3739 | 7.3543 | 7.6678 | 8.1727 | 7.7168 | 7.4069 | 7.5295 | 17.1182 | 23.1695 | 27.0805 | 25.9938
1936 |  | 13.4337 | 12.5349 | 14.1421 | 13.407 | 12.5324 | 12.9578 | 16.348 | 15.1546 | 15.1524 | 14.4436 | 13.346 | 12.2141 | 11.7171 | 12.8696 | 11.5988 | 11.2635 | 14.1524 | 13.2161 | 12.0572 | 12.0059 | 11.2856 | 10.8011 | 10.7782 | 10.3728 | 10.0013 | 9.4786 | 8.6865 | 7.9954 | 7.2307 | 7.5137 | 7.4786 | 7.1487 | 6.8244 | 6.8559 | 6.9142 | 7.4445 | 7.0633 | 7.0268 | 6.8066 | 7.1502 | 6.8134 | 7.3739 | 7.3546 | 7.6625 | 8.1855 | 7.7295 | 7.4194 | 7.5712 | 17.4236 | 23.4323 | 27.0785 | 25.2557 | 23.9461
1937 |  | 13.9412 | 15.5808 | 14.7501 | 13.8367 | 14.2064 | 17.4834 | 16.0072 | 15.9754 | 15.1792 | 14.0666 | 12.9163 | 12.898 | 13.6858 | 12.3497 | 12.0873 | 15.424 | 14.5766 | 13.4408 | 12.6708 | 11.9327 | 11.4342 | 11.395 | 10.973 | 10.5827 | 10.0431 | 9.2348 | 8.5282 | 7.7481 | 8.0176 | 7.9676 | 7.6232 | 7.221 | 7.0503 | 6.8939 | 7.4445 | 7.0624 | 7.0304 | 6.8102 | 7.1502 | 6.8118 | 7.3739 | 7.3551 | 7.6632 | 8.1686 | 7.7145 | 7.4051 | 7.5373 | 17.3012 | 23.3702 | 27.1967 | 25.2622 | 23.9451 | 22.6711
1938 |  | 16.0599 | 15.1533 | 14.2296 | 14.5821 | 17.4951 | 16.5779 | 16.6085 | 15.8005 | 14.573 | 13.4042 | 13.469 | 14.6173 | 12.9417 | 11.9045 | 15.4814 | 14.5763 | 13.5427 | 12.8615 | 10.5331 | 10.4589 | 10.4522 | 10.059 | 9.6978 | 9.1873 | 8.4084 | 7.728 | 6.9745 | 7.2668 | 7.2436 | 7.0565 | 6.8677 | 6.8383 | 6.899 | 7.4445 | 7.0628 | 7.0274 | 6.8079 | 7.1502 | 6.8121 | 7.3739 | 7.3576 | 7.6662 | 8.1717 | 7.7166 | 7.4092 | 8.0332 | 18.1888 | 23.8107 | 27.0739 | 25.2755 | 24.1535 | 22.8705 | 21.524
1939 |  | 14.1393 | 13.1799 | 13.5591 | 15.3674 | 14.2851 | 14.3751 | 13.6437 | 12.4712 | 11.3584 | 11.8489 | 13.0706 | 11.8452 | 11.2905 | 14.9451 | 14.0605 | 13.0827 | 12.5356 | 10.3984 | 10.9583 | 10.9341 | 10.5306 | 10.1557 | 9.6314 | 8.8382 | 8.147 | 7.3811 | 7.6613 | 7.6234 | 7.2938 | 6.9046 | 6.8466 | 6.9066 | 7.4464 | 7.0654 | 7.0303 | 6.8107 | 7.1502 | 6.8125 | 7.374 | 7.356 | 7.6709 | 8.1769 | 7.7218 | 7.4126 | 7.6689 | 17.6366 | 23.7136 | 27.0719 | 25.6439 | 24.3101 | 23.0226 | 21.6706 | 20.5841
1940 |  | 14.0419 | 14.3351 | 17.5664 | 16.9362 | 17.1037 | 16.2983 | 15.0905 | 13.9137 | 13.9598 | 15.2572 | 13.978 | 12.9168 | 15.9455 | 14.9399 | 13.9414 | 13.413 | 11.367 | 11.9004 | 12.0668 | 11.6297 | 11.2264 | 10.6703 | 9.8453 | 9.1236 | 8.3275 | 8.5798 | 8.5149 | 8.1558 | 7.7431 | 7.5549 | 7.0727 | 6.9532 | 7.5479 | 7.4979 | 6.8145 | 7.1502 | 6.815 | 7.374 | 7.3565 | 7.6661 | 8.1905 | 7.7355 | 7.4261 | 7.7663 | 17.6672 | 23.9486 | 27.1249 | 25.4374 | 24.1108 | 22.829 | 21.483 | 20.3987 | 19.8304
1941 |  | 17.7025 | 19.9399 | 18.9537 | 18.7857 | 18.3039 | 16.4735 | 15.262 | 15.3425 | 16.5435 | 15.2333 | 14.1382 | 17.3297 | 16.2032 | 15.2371 | 14.6784 | 12.6447 | 12.1712 | 11.6555 | 11.4426 | 11.0436 | 10.4943 | 9.6759 | 8.9606 | 8.1721 | 8.4319 | 8.3725 | 8.0188 | 7.6073 | 7.4288 | 6.9519 | 6.9588 | 7.5482 | 7.5025 | 6.8051 | 7.1502 | 6.8133 | 7.374 | 7.357 | 7.6671 | 8.1741 | 7.7213 | 7.4128 | 8.487 | 18.4556 | 24.3088 | 27.1176 | 25.2972 | 23.967 | 22.6924 | 21.3506 | 20.2706 | 19.7016 | 20.325
1942 |  | 16.1241 | 14.9744 | 15.1058 | 14.5138 | 13.4521 | 12.3458 | 12.5028 | 13.788 | 12.4699 | 11.4449 | 15.9276 | 14.9612 | 13.597 | 13.0346 | 11.0453 | 11.6122 | 11.5571 | 11.3469 | 11.5879 | 11.0238 | 10.1922 | 9.4616 | 8.6592 | 8.904 | 8.8332 | 8.4668 | 8.0428 | 7.8463 | 7.3583 | 6.9483 | 7.5485 | 7.5001 | 6.8036 | 7.1502 | 6.8137 | 7.374 | 7.3596 | 7.6701 | 8.1775 | 7.7239 | 7.4177 | 7.5342 | 17.084 | 23.4075 | 27.1179 | 25.2891 | 23.9745 | 22.6966 | 21.3556 | 20.2754 | 19.7062 | 20.3095 | 18.9695
1943 |  | 13.8555 | 12.9111 | 12.2669 | 11.6854 | 11.3472 | 10.9436 | 12.6518 | 11.3673 | 11.2172 | 14.5151 | 13.7819 | 12.9124 | 12.11 | 10.0655 | 10.6582 | 11.2958 | 11.5365 | 11.1309 | 9.4148 | 9.0189 | 8.3265 | 7.5595 | 7.8386 | 7.7997 | 7.4676 | 7.0759 | 6.9112 | 6.9114 | 7.4478 | 7.0705 | 7.0385 | 6.8203 | 7.1493 | 6.8133 | 7.374 | 7.358 | 7.6748 | 8.1826 | 7.7293 | 7.4216 | 7.834 | 17.819 | 23.6595 | 27.0628 | 26.0634 | 24.7059 | 23.4074 | 22.0436 | 20.9451 | 20.3536 | 20.9358 | 19.5735 | 19.1798
1944 |  | 14.1068 | 13.4532 | 12.4224 | 11.3473 | 11.9516 | 13.3028 | 12.0072 | 11.7092 | 15.1562 | 14.4897 | 13.4497 | 12.8913 | 10.54 | 11.119 | 11.7441 | 11.7292 | 11.4391 | 9.1125 | 9.0616 | 8.7545 | 7.9739 | 8.2412 | 8.1911 | 7.8464 | 7.4466 | 7.2709 | 6.9051 | 7.447 | 7.0721 | 7.0413 | 6.8239 | 7.1494 | 6.8158 | 7.374 | 7.3585 | 7.67 | 8.1962 | 7.743 | 7.4354 | 7.711 | 17.5968 | 23.5129 | 27.0668 | 26.0526 | 24.698 | 23.3997 | 22.0362 | 20.934 | 20.3479 | 20.9303 | 19.5682 | 19.1679 | 17.8195
1945 |  | 13.9356 | 12.829 | 11.8387 | 11.344 | 13.0972 | 11.8643 | 11.5705 | 15.2812 | 14.5013 | 13.4614 | 12.5901 | 10.4736 | 11.0582 | 11.685 | 11.5864 | 11.3909 | 9.1446 | 8.5801 | 7.6118 | 6.9299 | 7.2333 | 7.2162 | 7.0966 | 6.8521 | 6.8342 | 6.8992 | 7.4474 | 7.0709 | 7.0451 | 6.8285 | 7.1499 | 6.8153 | 7.3731 | 7.3582 | 7.6702 | 8.1791 | 7.7281 | 7.4214 | 8.5302 | 18.5568 | 24.481 | 27.0593 | 26.0611 | 24.699 | 23.4038 | 22.0401 | 20.9378 | 20.3465 | 20.949 | 19.5863 | 19.1854 | 17.8353 | 17.0778
1946 |  | 13.9803 | 12.898 | 11.9958 | 13.4599 | 12.3583 | 12.051 | 14.8192 | 13.8789 | 12.7707 | 12.3211 | 10.2107 | 10.7926 | 11.4309 | 11.3441 | 11.6016 | 9.3922 | 9.352 | 7.9621 | 7.386 | 7.6737 | 7.6448 | 7.3195 | 6.9361 | 6.8395 | 6.9067 | 7.4477 | 7.0723 | 7.0424 | 6.8272 | 7.1502 | 6.8168 | 7.3734 | 7.361 | 7.6734 | 8.1827 | 7.7309 | 7.4265 | 8.876 | 18.9064 | 24.8235 | 27.1125 | 25.7565 | 24.3927 | 23.1029 | 21.7493 | 20.6563 | 20.0744 | 20.6657 | 19.3138 | 18.9221 | 17.5812 | 16.8653 | 18.4299
1947 |  | 14.4807 | 15.2441 | 16.5854 | 15.4238 | 14.3623 | 18.191 | 16.5336 | 15.5937 | 14.9829 | 12.948 | 12.4657 | 12.0627 | 11.6799 | 11.5108 | 9.3427 | 9.6935 | 7.836 | 7.787 | 8.1648 | 8.1201 | 7.7822 | 7.3849 | 7.2147 | 6.883 | 7.4481 | 7.0738 | 7.0449 | 6.8288 | 7.1505 | 6.8182 | 7.3737 | 7.3604 | 7.6791 | 8.1887 | 7.7372 | 7.4312 | 9.3914 | 19.4207 | 25.3387 | 27.0623 | 26.146 | 24.7674 | 23.4672 | 22.1016 | 21.0013 | 20.4079 | 20.9884 | 19.6244 | 19.229 | 17.8774 | 17.2072 | 18.8211 | 19.6505
1948 |  | 13.9044 | 15.2452 | 14.034 | 13.0044 | 17.074 | 16.2755 | 15.2083 | 14.2323 | 11.9783 | 11.5226 | 11.4723 | 11.4253 | 10.9444 | 9.2549 | 9.6085 | 7.7525 | 7.775 | 8.1519 | 8.1164 | 7.7782 | 7.3849 | 7.2157 | 6.8852 | 7.4488 | 7.077 | 7.0491 | 6.8338 | 7.1502 | 6.821 | 7.3743 | 7.3621 | 7.6761 | 8.2041 | 7.7526 | 7.4466 | 9.5821 | 19.6361 | 25.553 | 27.0467 | 26.1383 | 24.761 | 23.461 | 22.0956 | 20.9915 | 20.4035 | 20.9841 | 19.6203 | 19.2183 | 17.8681 | 17.2611 | 18.9357 | 19.3343 | 17.1569
1949 |  | 15.3554 | 14.1448 | 13.1168 | 15.7505 | 15.6239 | 14.65 | 14.0605 | 11.807 | 11.5511 | 11.5 | 11.4515 | 11.2913 | 9.5906 | 9.841 | 7.98 | 7.8384 | 8.1455 | 8.1113 | 7.7837 | 7.3884 | 7.2244 | 6.8946 | 7.4482 | 7.0761 | 7.0534 | 6.8391 | 7.1505 | 6.8189 | 7.3746 | 7.3636 | 7.6786 | 8.1899 | 7.7405 | 7.4354 | 9.8419 | 19.8864 | 25.8195 | 27.0441 | 25.5753 | 24.2034 | 22.922 | 21.573 | 20.4858 | 19.9096 | 20.5262 | 19.1774 | 18.7902 | 17.4541 | 16.9248 | 18.6713 | 19.5207 | 17.187 | 16.3705
1950 |  | 13.7268 | 12.7352 | 15.9658 | 15.235 | 14.3035 | 12.634 | 10.8048 | 11.3697 | 11.6008 | 11.5492 | 11.3868 | 9.2722 | 9.2412 | 7.877 | 7.3414 | 7.7563 | 7.8505 | 7.5305 | 7.2459 | 7.0833 | 6.8788 | 7.4485 | 7.0775 | 7.052 | 6.8391 | 7.1511 | 6.8205 | 7.3743 | 7.3665 | 7.6826 | 8.195 | 7.7454 | 7.4424 | 9.7223 | 19.7794 | 25.6968 | 27.0415 | 25.4564 | 24.2987 | 23.0085 | 21.6577 | 20.5677 | 19.9888 | 20.5828 | 19.2337 | 18.8446 | 17.5066 | 16.9112 | 18.6307 | 19.056 | 16.9628 | 16.1493 | 15.0672
1951 |  | 13.9999 | 17.2191 | 16.452 | 15.5514 | 13.9425 | 12.042 | 11.4933 | 11.3718 | 11.2383 | 11.4917 | 9.3706 | 9.7139 | 7.8578 | 7.7728 | 8.1729 | 8.1603 | 7.8558 | 7.4674 | 7.4003 | 6.934 | 7.4482 | 7.0783 | 7.0539 | 6.8414 | 7.1514 | 6.8219 | 7.3749 | 7.3648 | 7.6879 | 8.2012 | 7.7526 | 7.4487 | 10.2551 | 20.309 | 26.2257 | 27.0807 | 26.2259 | 24.8109 | 23.5096 | 22.1427 | 21.041 | 20.4463 | 21.0256 | 19.6603 | 19.2638 | 17.911 | 17.5987 | 19.3532 | 19.7728 | 17.897 | 17.0582 | 15.953 | 15.0784
1952 |  | 18.6385 | 16.9411 | 16.0277 | 14.837 | 12.89 | 12.5574 | 12.227 | 11.6803 | 11.5158 | 9.3939 | 9.7363 | 7.8709 | 7.5382 | 8.6592 | 7.9378 | 7.6377 | 7.3756 | 7.3085 | 7.6583 | 7.0114 | 7.0601 | 7.0373 | 6.8261 | 7.1517 | 6.8253 | 7.3752 | 7.3662 | 7.6833 | 8.2157 | 7.7678 | 7.4646 | 10.7622 | 20.8344 | 26.7513 | 27.0441 | 25.6686 | 24.2505 | 22.9463 | 21.5966 | 20.5086 | 19.9367 | 20.5324 | 19.1834 | 18.796 | 17.4607 | 17.3073 | 19.0784 | 19.4965 | 17.7905 | 16.9555 | 15.8532 | 14.9784 | 14.3669
1953 |  | 14.2534 | 12.7416 | 11.2419 | 9.3354 | 10.0388 | 10.6874 | 10.9349 | 9.7889 | 8.1299 | 8.5114 | 7.8613 | 7.052 | 7.478 | 7.5806 | 7.3846 | 7.1267 | 7.0979 | 6.8244 | 7.1774 | 7.1004 | 7.0812 | 6.8095 | 7.152 | 6.8246 | 7.3755 | 7.3676 | 7.6858 | 8.2001 | 7.7536 | 7.452 | 9.6179 | 19.7221 | 25.704 | 27.137 | 25.6842 | 24.2574 | 22.9375 | 21.5512 | 20.4277 | 19.8166 | 20.3994 | 19.0364 | 18.6539 | 17.3218 | 17.3064 | 19.088 | 19.5263 | 17.3008 | 16.4823 | 15.3923 | 14.5294 | 13.9269 | 13.1837
1954 |  | 14.1894 | 12.5882 | 11.0869 | 11.6442 | 11.5371 | 11.5382 | 11.3757 | 9.1682 | 9.52 | 8.0507 | 7.5175 | 7.9197 | 7.9166 | 7.6176 | 7.3522 | 7.3108 | 7.1984 | 7.3796 | 7.0839 | 7.0624 | 6.8526 | 6.657 | 7.2867 | 6.9274 | 7.0581 | 7.3873 | 7.9117 | 7.4742 | 7.1836 | 9.6017 | 19.7142 | 25.6904 | 27.1141 | 25.526 | 22.5243 | 21.2531 | 19.9217 | 18.8523 | 18.3124 | 18.9621 | 17.6682 | 17.3322 | 16.0362 | 16.0984 | 17.9422 | 18.4285 | 16.0233 | 15.2348 | 14.1767 | 13.3452 | 12.7735 | 12.0565 | 12.0044
1955 |  | 14.4896 | 13.5759 | 12.9677 | 15.2769 | 14.5093 | 13.5571 | 11.7718 | 11.1568 | 9.9039 | 8.3277 | 9.712 | 9.8772 | 8.7307 | 8.0324 | 7.8119 | 8.4633 | 8.5345 | 8.6171 | 9.2706 | 8.4131 | 7.5297 | 6.8805 | 7.3761 | 7.3705 | 7.6966 | 8.2129 | 7.7672 | 7.466 | 10.0016 | 20.1121 | 26.0925 | 27.1314 | 26.0561 | 24.6104 | 23.2776 | 21.8808 | 20.7783 | 20.1923 | 20.7797 | 19.4226 | 19.0339 | 17.6891 | 17.5044 | 18.8658 | 19.3476 | 16.9913 | 16.1782 | 15.0963 | 14.2442 | 13.6497 | 12.9107 | 12.8362 | 12.7463
1956 |  | 14.0951 | 16.3302 | 18.779 | 17.2792 | 16.2953 | 14.7732 | 13.3677 | 12.3578 | 10.0043 | 11.2432 | 11.7515 | 9.9617 | 8.7411 | 9.6643 | 9.78 | 9.7196 | 9.698 | 10.2243 | 9.966 | 9.0359 | 8.3431 | 7.6405 | 7.6277 | 7.9412 | 8.4692 | 8.0168 | 7.709 | 10.0903 | 20.1479 | 26.1401 | 27.0999 | 25.7633 | 24.3266 | 23.0202 | 21.6682 | 20.5779 | 20.0036 | 20.5972 | 19.2461 | 18.8566 | 17.5191 | 17.5052 | 18.8707 | 19.3444 | 17.0638 | 16.2491 | 15.1656 | 14.3091 | 13.7158 | 12.9753 | 12.8993 | 12.8054 | 12.8696
1957 |  | 18.3416 | 19.5204 | 17.9936 | 16.537 | 15.4106 | 14.0814 | 13.0497 | 10.6772 | 11.899 | 12.1685 | 10.8154 | 9.5683 | 9.9902 | 10.0953 | 10.0247 | 9.9918 | 10.536 | 10.268 | 9.9568 | 9.2347 | 8.5061 | 8.4679 | 8.7578 | 9.2445 | 8.7712 | 8.4418 | 10.8433 | 20.849 | 26.6206 | 27.0469 | 25.9567 | 24.5088 | 23.2002 | 21.8427 | 20.7468 | 20.1618 | 20.7702 | 19.4134 | 19.0183 | 17.6741 | 17.7847 | 19.1824 | 19.6563 | 17.2697 | 16.4529 | 15.3646 | 14.5032 | 13.9024 | 13.1607 | 13.0802 | 12.9819 | 13.0367 | 13.1146
1958 |  | 15.7826 | 15.0276 | 14.1917 | 12.0341 | 11.4421 | 10.0241 | 8.4443 | 9.8245 | 10.3756 | 8.8193 | 8.1129 | 8.2683 | 8.9089 | 8.9682 | 9.0608 | 9.7229 | 9.5043 | 9.2178 | 9.2404 | 8.5127 | 8.4775 | 8.768 | 9.2556 | 8.7819 | 8.4552 | 10.537 | 19.6822 | 25.5223 | 27.0903 | 26.3426 | 23.5453 | 22.2428 | 20.879 | 19.7779 | 19.2067 | 19.8267 | 18.5029 | 18.1388 | 16.821 | 17.0639 | 18.5169 | 19.0459 | 16.804 | 15.9965 | 14.92 | 14.0702 | 13.4809 | 12.747 | 12.6786 | 12.5906 | 12.6557 | 12.74 | 12.4977
1959 |  | 14.2897 | 13.409 | 11.2737 | 11.4674 | 9.4531 | 8.2043 | 9.5917 | 8.7624 | 7.7365 | 7.4612 | 7.6349 | 7.9909 | 8.0764 | 8.1958 | 8.885 | 8.7843 | 8.6358 | 8.676 | 7.9757 | 7.9555 | 8.2681 | 8.7722 | 8.3141 | 8.0007 | 10.244 | 19.5607 | 25.4157 | 27.0219 | 26.0817 | 24.6254 | 23.2921 | 21.8947 | 20.7639 | 20.1415 | 20.6937 | 19.3271 | 18.9416 | 17.6001 | 17.9551 | 19.3705 | 19.8957 | 17.8703 | 16.6009 | 15.5094 | 14.6478 | 14.0437 | 13.2953 | 13.2117 | 13.1132 | 13.1651 | 13.2367 | 12.9319 | 15.6012
1960 |  | 14.1245 | 12.9952 | 11.7643 | 11.5424 | 9.2489 | 10.605 | 11.1308 | 9.5657 | 8.7418 | 9.2716 | 9.4856 | 9.4282 | 9.508 | 10.0633 | 9.8333 | 9.559 | 9.5036 | 7.9935 | 8.1327 | 8.4353 | 8.9533 | 8.4908 | 8.1732 | 10.7255 | 20.8795 | 26.7083 | 27.0202 | 26.3716 | 22.9716 | 21.6864 | 20.3397 | 19.2563 | 18.689 | 19.2893 | 17.964 | 17.6188 | 16.3161 | 16.8292 | 18.2946 | 18.86 | 16.8294 | 16.0219 | 14.9451 | 14.0951 | 13.5082 | 12.7741 | 12.7042 | 12.616 | 12.6859 | 12.7644 | 12.5477 | 15.3195 | 14.6731
1961 |  | 13.9616 | 12.6428 | 11.7766 | 10.7397 | 11.9599 | 11.841 | 11.201 | 10.3274 | 10.7191 | 10.7954 | 10.6969 | 10.6365 | 11.1624 | 10.8991 | 10.5919 | 10.5017 | 8.9855 | 9.2718 | 10.6468 | 11.0799 | 10.5538 | 10.1732 | 12.5552 | 21.9221 | 27.2273 | 27.0265 | 26.1293 | 23.1862 | 21.8975 | 20.544 | 19.4538 | 18.8748 | 19.5104 | 18.1958 | 17.8424 | 16.5327 | 17.1003 | 18.5737 | 19.14 | 17.3407 | 16.0888 | 15.0108 | 14.1593 | 13.5684 | 12.8364 | 12.7651 | 12.6756 | 12.7393 | 12.826 | 12.5647 | 15.2951 | 14.9255 | 20.4828
1962 |  | 15.5164 | 14.5125 | 13.3202 | 13.2781 | 12.8365 | 12.1642 | 11.5778 | 11.5643 | 11.2534 | 11.1417 | 11.0684 | 11.572 | 10.9324 | 10.6257 | 10.5345 | 10.4237 | 10.5974 | 11.8419 | 11.7518 | 11.2069 | 10.8101 | 13.6474 | 22.8835 | 27.2269 | 27.071 | 25.8454 | 23.0098 | 21.7235 | 20.3981 | 19.3496 | 18.811 | 19.444 | 18.1331 | 17.7819 | 16.4738 | 16.9596 | 18.4695 | 19.0465 | 17.4308 | 16.1735 | 15.094 | 14.241 | 13.6481 | 12.9108 | 12.8392 | 12.7481 | 12.8102 | 12.8916 | 12.6184 | 15.3445 | 14.7838 | 20.543 | 18.8856
1963 |  | 14.0331 | 12.0926 | 12.08 | 11.8925 | 11.9962 | 11.7298 | 11.7099 | 11.3938 | 10.9117 | 10.8448 | 11.3544 | 11.0793 | 10.7676 | 10.6722 | 9.1487 | 9.4535 | 10.8518 | 11.91 | 11.4911 | 11.0856 | 13.3364 | 21.8011 | 27.2265 | 27.0148 | 25.8493 | 24.3889 | 23.0776 | 21.7238 | 20.6354 | 20.054 | 20.6458 | 19.2929 | 18.9084 | 17.568 | 18.3881 | 19.843 | 20.4102 | 18.7189 | 17.4257 | 15.8793 | 15.0098 | 14.3976 | 13.641 | 13.5493 | 13.4429 | 13.4871 | 13.5512 | 13.3314 | 16.1208 | 15.476 | 21.2943 | 20.1637 | 24.2092
1964 |  | 13.7513 | 14.5168 | 14.0382 | 13.3724 | 12.5671 | 12.1049 | 11.4791 | 10.5849 | 10.526 | 12.8012 | 11.8512 | 12.4289 | 11.5169 | 10.6758 | 11.2255 | 12.0888 | 12.1916 | 11.7558 | 11.5673 | 13.8937 | 22.4036 | 27.2258 | 27.0652 | 25.6836 | 24.4864 | 23.1939 | 21.8365 | 20.7406 | 20.1608 | 20.7491 | 19.3928 | 18.9982 | 17.6555 | 18.4095 | 19.8831 | 20.6067 | 19.0947 | 17.7883 | 16.2321 | 15.3513 | 14.7337 | 13.9689 | 13.8689 | 13.7517 | 13.7931 | 13.8495 | 13.5424 | 16.2588 | 15.6313 | 21.4526 | 19.7683 | 24.3806 | 27.2259
1965 |  | 18.2186 | 16.9417 | 16.2944 | 15.4117 | 14.9576 | 13.951 | 13.5929 | 12.3769 | 15.0051 | 14.0053 | 14.5733 | 13.2493 | 11.3506 | 11.882 | 11.7353 | 11.8937 | 11.5826 | 11.573 | 14.6471 | 23.6456 | 27.2252 | 27.0084 | 26.0668 | 23.3387 | 22.0823 | 20.7597 | 19.6993 | 19.149 | 19.7908 | 18.4665 | 18.1034 | 16.7865 | 17.8413 | 19.3471 | 19.9554 | 18.4513 | 17.1688 | 15.6292 | 14.764 | 14.1591 | 13.4131 | 13.3281 | 13.2253 | 13.2756 | 13.3495 | 13.1975 | 16.0506 | 15.5179 | 21.2779 | 19.7932 | 24.2275 | 27.2248 | 25.4399
1966 |  | 14.5643 | 13.9136 | 13.184 | 12.7827 | 11.8544 | 11.3584 | 11.279 | 11.7694 | 10.7604 | 11.7084 | 11.17 | 11.0374 | 11.1888 | 12.4432 | 12.5476 | 11.7399 | 11.7832 | 14.2668 | 22.4192 | 27.2246 | 27.0058 | 25.766 | 24.3333 | 23.0451 | 21.6932 | 20.6019 | 20.0216 | 20.6145 | 19.2642 | 18.8739 | 17.5346 | 18.6603 | 20.1702 | 20.7594 | 19.2267 | 17.9157 | 16.3562 | 15.037 | 14.4256 | 13.6698 | 13.5798 | 13.4709 | 13.515 | 13.5791 | 13.4722 | 16.4213 | 15.8108 | 21.6321 | 20.0579 | 24.5997 | 27.2242 | 25.1572 | 24.3432
1967 |  | 14.3612 | 13.5562 | 13.1451 | 12.4435 | 12.3573 | 11.8851 | 13.8985 | 12.8582 | 13.4189 | 12.1248 | 11.2749 | 11.8085 | 11.6958 | 11.79 | 11.6193 | 11.7707 | 14.9919 | 23.3059 | 27.2239 | 27.0871 | 25.9273 | 23.2956 | 22.0322 | 20.7113 | 19.6563 | 19.1075 | 19.7307 | 18.4085 | 18.0541 | 16.7386 | 17.9307 | 19.4634 | 20.523 | 19.0111 | 17.7076 | 16.1536 | 14.8423 | 14.2364 | 13.4859 | 13.3999 | 13.2989 | 13.348 | 13.4167 | 13.2081 | 16.0738 | 15.4662 | 21.3228 | 19.5981 | 24.3131 | 27.2236 | 25.6878 | 24.7573 | 27.226
1968 |  | 14.2005 | 13.7087 | 14.5321 | 14.9181 | 13.707 | 16.2027 | 15.345 | 15.8412 | 14.3955 | 12.7755 | 12.1415 | 11.945 | 11.8414 | 11.6231 | 11.7744 | 15.8357 | 25.0806 | 27.2233 | 27.0004 | 26.1359 | 23.4167 | 22.1549 | 20.83 | 19.7672 | 19.2197 | 19.8391 | 18.5132 | 18.1485 | 16.8314 | 18.2266 | 20.5169 | 21.2688 | 19.7295 | 18.4012 | 16.8283 | 15.4971 | 14.8777 | 14.1113 | 14.0095 | 13.8904 | 13.9296 | 13.9837 | 13.6584 | 16.3939 | 15.7993 | 21.6582 | 19.9002 | 24.6452 | 27.223 | 25.265 | 24.3549 | 27.2249 | 27.2262
1969 |  | 14.5132 | 15.2756 | 15.5585 | 14.466 | 17.3348 | 16.2584 | 16.7537 | 15.283 | 13.5463 | 12.8937 | 12.772 | 12.9544 | 11.6732 | 11.7769 | 15.76 | 25.6714 | 27.2227 | 27.0234 | 25.7836 | 24.4469 | 23.1584 | 21.8021 | 20.7073 | 20.1235 | 20.733 | 19.3772 | 18.9832 | 17.64 | 19.0582 | 20.5716 | 22.0911 | 20.5279 | 19.1758 | 17.58 | 16.229 | 15.1517 | 14.3823 | 14.2741 | 14.1486 | 14.1766 | 14.2285 | 13.9681 | 16.7876 | 16.18 | 22.0479 | 20.44 | 25.0246 | 27.2224 | 25.2536 | 24.3135 | 27.2243 | 27.2251 | 27.2263
1970 |  | 14.3637 | 14.647 | 13.58 | 16.2997 | 15.7386 | 16.2737 | 14.8136 | 13.0892 | 12.4497 | 12.3383 | 12.5443 | 11.595 | 11.4738 | 15.7966 | 25.1046 | 27.2221 | 27.0603 | 25.7919 | 24.0995 | 22.8144 | 21.4696 | 20.3856 | 19.8125 | 20.4122 | 19.0686 | 18.6849 | 17.3518 | 18.9309 | 21.2203 | 22.1275 | 20.5608 | 19.2045 | 17.6078 | 16.2561 | 15.1781 | 14.405 | 14.2981 | 14.1725 | 14.2004 | 14.2484 | 14.0054 | 16.8755 | 16.5504 | 22.1316 | 20.4649 | 25.1415 | 27.2217 | 25.1903 | 24.42 | 27.2237 | 27.2245 | 27.2252 | 27.2261
1971 |  | 14.0331 | 13.0143 | 15.9131 | 15.2519 | 15.9499 | 14.5881 | 12.8695 | 12.2337 | 12.0406 | 12.3484 | 11.7384 | 11.9357 | 15.3983 | 24.7029 | 27.2215 | 26.9926 | 25.8191 | 24.0589 | 22.4769 | 21.1403 | 20.0697 | 19.5071 | 20.1169 | 18.7816 | 18.4144 | 17.0889 | 18.8615 | 21.2459 | 22.2764 | 20.7073 | 19.3462 | 17.7443 | 16.3917 | 15.3103 | 14.5345 | 14.4234 | 14.2978 | 14.323 | 14.3683 | 14.15 | 16.9672 | 16.9042 | 22.2578 | 20.4966 | 25.2784 | 27.2211 | 25.4827 | 24.4977 | 27.2231 | 27.2239 | 27.2246 | 27.2251 | 24.6439
1972 |  | 13.979 | 15.5046 | 14.7598 | 15.7096 | 14.3952 | 12.681 | 12.05 | 11.8554 | 12.1827 | 11.5729 | 11.7746 | 16.885 | 24.5028 | 27.2209 | 26.9901 | 25.8171 | 24.3018 | 22.7046 | 21.0626 | 19.9907 | 19.4344 | 20.0452 | 18.7123 | 18.3407 | 17.0183 | 18.741 | 20.3025 | 22.065 | 20.5019 | 19.1476 | 17.5527 | 16.2023 | 15.1282 | 14.3574 | 14.2514 | 14.1279 | 14.163 | 14.213 | 14.0555 | 17.0566 | 16.0786 | 21.9875 | 20.4097 | 25.0164 | 27.2205 | 25.9002 | 24.9073 | 27.2225 | 27.2233 | 27.1391 | 27.2244 | 24.7168 | 22.4592
1973 |  | 17.1073 | 16.3587 | 17.1743 | 15.821 | 14.1061 | 13.4397 | 13.2111 | 13.5429 | 12.571 | 12.0329 | 16.773 | 26.061 | 27.2203 | 26.9975 | 25.8324 | 24.0476 | 22.4583 | 20.8167 | 19.4549 | 18.9114 | 19.5597 | 18.2419 | 17.8853 | 16.5743 | 18.6459 | 20.4811 | 21.9993 | 20.4341 | 19.0851 | 17.4923 | 16.1436 | 15.0683 | 14.303 | 14.1988 | 14.0772 | 14.1091 | 14.1646 | 14.0676 | 17.1402 | 16.1904 | 22.0938 | 20.4774 | 25.1632 | 27.2199 | 25.1954 | 24.3541 | 27.2219 | 27.2227 | 27.2234 | 27.2238 | 25.0303 | 24.0178 | 22.9643
1974 |  | 13.8706 | 13.5521 | 12.2917 | 10.8861 | 11.2828 | 11.8102 | 11.923 | 11.7052 | 11.8125 | 15.6846 | 23.7832 | 27.2201 | 26.9851 | 26.33 | 24.2779 | 22.6495 | 21.0028 | 19.6275 | 18.7802 | 19.4129 | 18.1017 | 17.7501 | 16.4413 | 18.6419 | 21.6938 | 22.5579 | 20.9785 | 19.6085 | 17.9977 | 16.6353 | 15.5477 | 14.3279 | 14.2249 | 14.1031 | 14.1348 | 14.1865 | 13.99 | 16.8734 | 15.9359 | 21.8623 | 20.2009 | 24.9304 | 27.2193 | 25.5078 | 24.5505 | 27.2212 | 27.2221 | 27.2228 | 27.2232 | 25.2154 | 24.238 | 23.2639 | 26.9844
1975 |  | 15.1272 | 13.7634 | 12.1026 | 11.9942 | 11.9368 | 12.1364 | 11.9129 | 11.6278 | 16.5216 | 24.4975 | 27.2197 | 27.0685 | 26.022 | 24.1287 | 22.4986 | 20.8399 | 19.4738 | 18.6244 | 18.9642 | 17.6671 | 17.3364 | 16.0383 | 18.3992 | 21.7597 | 22.4496 | 20.875 | 19.5084 | 17.9008 | 16.544 | 15.4587 | 14.2411 | 14.1402 | 14.0238 | 14.058 | 14.1122 | 13.8726 | 16.8738 | 16.0181 | 21.8563 | 20.3497 | 24.9533 | 27.2185 | 25.5165 | 24.5417 | 27.2206 | 27.2215 | 27.2222 | 27.2226 | 24.8044 | 23.6954 | 22.5636 | 26.2941 | 26.5909
1976 |  | 13.6631 | 11.1319 | 10.6451 | 11.5173 | 11.7847 | 11.57 | 11.7716 | 15.9853 | 24.0429 | 27.2193 | 26.9986 | 26.0644 | 24.1429 | 22.5156 | 20.8352 | 19.4501 | 18.6065 | 18.9395 | 17.3453 | 17.0167 | 15.7281 | 18.2647 | 21.3703 | 22.2787 | 20.7094 | 19.3483 | 17.7464 | 16.3908 | 15.312 | 14.0982 | 14.002 | 13.8877 | 13.931 | 13.9889 | 13.8422 | 16.8971 | 16.1321 | 21.9513 | 20.5583 | 25.0942 | 27.2178 | 25.6944 | 24.729 | 27.22 | 27.2208 | 27.2215 | 27.222 | 24.802 | 23.8825 | 22.9278 | 26.7444 | 25.5692 | 27.0843
1977 |  | 13.5431 | 12.9574 | 12.8711 | 13.9153 | 12.971 | 12.4221 | 17.4583 | 25.9357 | 27.2189 | 27.0495 | 25.9209 | 23.1198 | 21.5206 | 19.8726 | 18.498 | 17.6455 | 18.3869 | 16.8012 | 16.4439 | 15.1693 | 17.4972 | 19.8305 | 21.4071 | 19.8595 | 18.5298 | 16.9532 | 15.6187 | 14.5566 | 13.8089 | 13.7214 | 13.6156 | 13.662 | 13.731 | 14.0417 | 16.9416 | 16.2297 | 21.5868 | 20.3035 | 24.8144 | 27.2172 | 25.2272 | 24.6338 | 27.2194 | 27.2202 | 27.2209 | 27.2214 | 24.6598 | 22.4987 | 21.6534 | 23.7364 | 24.1074 | 27.0805 | 24.41
1978 |  | 14.6325 | 17.9536 | 19.4458 | 17.8077 | 17.1819 | 21.8553 | 27.051 | 27.2185 | 26.9758 | 26.1341 | 23.2282 | 21.6232 | 19.9727 | 18.5946 | 17.7387 | 18.4846 | 16.8607 | 16.5879 | 15.2729 | 17.7937 | 20.7739 | 22.2305 | 20.655 | 19.2192 | 17.622 | 16.2698 | 15.1914 | 13.9806 | 13.8912 | 13.7821 | 13.8254 | 13.8877 | 14.0108 | 16.8352 | 16.323 | 21.4972 | 19.9894 | 24.7844 | 27.2166 | 25.3891 | 24.4673 | 27.2179 | 27.2196 | 27.2203 | 27.2208 | 24.8051 | 23.8965 | 22.9553 | 26.6626 | 25.1304 | 27.078 | 24.4131 | 22.7659
1979 |  | 17.4554 | 19.3783 | 17.7412 | 17.1073 | 21.6698 | 27.0741 | 27.2181 | 27.0535 | 25.9832 | 23.0034 | 21.4037 | 19.7561 | 18.3894 | 17.5407 | 18.2934 | 16.6732 | 16.4937 | 15.437 | 17.7898 | 20.9728 | 22.2251 | 20.656 | 19.065 | 17.4716 | 16.1265 | 15.0516 | 13.8444 | 13.7583 | 13.6565 | 13.7042 | 13.8511 | 14.1966 | 17.4361 | 16.5411 | 21.5289 | 20.2488 | 24.8299 | 27.2159 | 25.4789 | 24.5487 | 27.2172 | 27.2181 | 27.2197 | 27.2201 | 24.6533 | 23.7216 | 22.8333 | 26.5674 | 25.5515 | 27.0755 | 24.1099 | 22.9136 | 22.506
1980 |  | 17.2534 | 16.2521 | 15.6582 | 20.4382 | 27.071 | 27.2177 | 26.9715 | 25.8762 | 23.168 | 21.5598 | 19.9069 | 18.5277 | 17.6792 | 18.3811 | 16.7585 | 16.7089 | 16.1737 | 19.3834 | 21.5161 | 22.4211 | 20.8009 | 19.2364 | 17.3702 | 16.0235 | 14.9525 | 13.7464 | 13.664 | 13.5631 | 13.6193 | 14.2274 | 14.617 | 17.0755 | 16.9597 | 21.7913 | 20.6085 | 25.0879 | 27.2153 | 25.3677 | 24.6175 | 27.2166 | 27.2175 | 27.2182 | 27.2195 | 25.2473 | 24.3072 | 23.431 | 27.0642 | 25.9234 | 27.0726 | 24.1959 | 22.7824 | 22.3602 | 21.0162
1981 |  | 14.0787 | 13.4761 | 18.3193 | 24.5863 | 27.2173 | 27.0362 | 26.2278 | 24.0341 | 22.2708 | 20.5947 | 19.1925 | 18.3124 | 18.6383 | 17.0085 | 16.9712 | 17.2064 | 20.1677 | 22.4046 | 22.7234 | 21.0921 | 19.4895 | 17.5589 | 16.1052 | 15.0295 | 13.8249 | 13.7403 | 13.6371 | 14.1442 | 14.8897 | 14.8265 | 17.1271 | 17.2171 | 21.8662 | 20.8704 | 25.1886 | 27.2146 | 25.3288 | 24.7 | 27.216 | 27.2168 | 27.2175 | 27.218 | 24.8609 | 23.9266 | 23.0811 | 26.8029 | 25.3322 | 27.0728 | 24.4514 | 22.7929 | 22.3703 | 21.0244 | 19.687
1982 |  | 15.3578 | 20.2635 | 27.1007 | 27.2169 | 27.0522 | 26.187 | 24.0101 | 22.2484 | 20.4364 | 19.0393 | 18.1644 | 18.472 | 16.8484 | 16.9766 | 17.3136 | 20.3789 | 22.3284 | 22.7674 | 21.2965 | 19.6841 | 17.8391 | 16.4334 | 15.3073 | 14.0922 | 14.0031 | 13.8943 | 14.3651 | 15.0958 | 15.0639 | 17.1071 | 17.0692 | 21.5343 | 20.7665 | 24.9162 | 27.214 | 25.4997 | 22.9956 | 27.2153 | 27.2162 | 27.2169 | 27.2174 | 25.2825 | 24.3444 | 23.4941 | 27.0759 | 26.0902 | 27.1241 | 24.0168 | 22.7905 | 22.3681 | 21.0222 | 19.6823 | 17.7891
1983 |  | 19.8939 | 25.9421 | 27.2165 | 26.9765 | 26.1291 | 23.9789 | 22.2219 | 20.4134 | 18.8835 | 18.0139 | 18.3266 | 16.702 | 17.093 | 17.3946 | 20.6353 | 22.1758 | 22.7345 | 21.2655 | 19.568 | 17.7268 | 16.3271 | 15.2301 | 14.017 | 13.9296 | 13.8266 | 14.5368 | 14.8403 | 14.811 | 16.3422 | 16.6966 | 21.0173 | 20.4628 | 24.4591 | 27.2134 | 25.5162 | 24.6602 | 27.2147 | 27.2155 | 27.2163 | 27.2167 | 25.3152 | 24.3937 | 23.5737 | 27.0691 | 26.114 | 27.0655 | 24.4549 | 22.8437 | 22.4382 | 21.0902 | 19.748 | 17.8483 | 16.3943
1984 |  | 19.5894 | 22.9237 | 26.9631 | 26.1826 | 24.0396 | 22.2881 | 20.4824 | 18.9499 | 17.9456 | 18.2605 | 16.6379 | 17.4116 | 17.5739 | 20.7667 | 22.2456 | 22.7098 | 21.2545 | 19.5438 | 17.6177 | 16.2285 | 15.1524 | 13.9412 | 13.857 | 13.7543 | 14.7338 | 15.0661 | 15.0311 | 16.9779 | 16.647 | 20.818 | 20.4728 | 24.2822 | 27.2127 | 24.3773 | 23.8595 | 27.214 | 27.2149 | 27.2156 | 27.2161 | 24.7866 | 23.8718 | 23.0913 | 26.9728 | 25.5001 | 27.0627 | 24.4643 | 22.7975 | 22.3748 | 21.0303 | 19.6901 | 17.7924 | 16.3394 | 15.5202
1985 |  | 18.0009 | 20.037 | 22.3372 | 21.2587 | 19.6337 | 17.9237 | 16.7071 | 16.2285 | 17.037 | 15.7785 | 15.7477 | 15.0154 | 18.2666 | 20.9146 | 21.2862 | 19.4189 | 17.7794 | 16.038 | 13.6379 | 13.0132 | 12.3127 | 12.2713 | 12.2102 | 13.3017 | 14.1456 | 14.5933 | 16.2949 | 16.358 | 20.3974 | 20.2516 | 23.8964 | 27.2124 | 25.4836 | 24.6773 | 27.2134 | 27.2143 | 27.215 | 27.2155 | 24.9313 | 24.0347 | 23.3043 | 27.2176 | 25.6363 | 27.0605 | 24.3227 | 22.6877 | 22.2683 | 20.9257 | 19.5915 | 17.6972 | 16.2471 | 15.4195 | 14.3313
1986 |  | 18.5061 | 19.6604 | 18.6667 | 17.1254 | 15.8831 | 13.9734 | 12.4657 | 13.7376 | 12.4724 | 12.6182 | 11.7811 | 15.6926 | 18.693 | 19.2857 | 17.5049 | 16.2673 | 14.6374 | 12.2286 | 10.0648 | 9.8296 | 9.8598 | 9.8681 | 11.5531 | 12.459 | 12.9995 | 15.1288 | 15.3795 | 19.2758 | 19.3629 | 22.8862 | 27.212 | 26.0016 | 24.0933 | 27.2128 | 27.2136 | 27.2143 | 27.2148 | 24.8565 | 23.7844 | 22.8477 | 26.6906 | 25.2549 | 27.058 | 24.1692 | 22.5385 | 22.1237 | 20.7856 | 19.4535 | 17.5682 | 16.1218 | 15.2977 | 14.2123 | 13.738
1987 |  | 14.5126 | 13.6046 | 12.6469 | 10.8373 | 9.3573 | 8.8778 | 11.3661 | 9.962 | 10.9321 | 10.8991 | 13.648 | 16.5314 | 17.6964 | 16.4845 | 15.2364 | 13.6409 | 11.3364 | 9.6174 | 8.2294 | 8.6956 | 8.7443 | 11.2003 | 12.1558 | 12.7065 | 15.5731 | 15.0748 | 18.7712 | 18.9857 | 22.3431 | 27.2116 | 25.6097 | 24.755 | 27.2121 | 27.213 | 27.2137 | 27.2142 | 25.417 | 24.5236 | 23.8223 | 27.0534 | 25.6272 | 27.0522 | 24.1773 | 22.5673 | 22.1702 | 20.8306 | 19.497 | 17.606 | 16.1595 | 15.3347 | 14.2486 | 13.7759 | 13.1229
1988 |  | 14.1072 | 13.0726 | 10.9387 | 9.8405 | 8.8414 | 11.3312 | 9.5394 | 10.902 | 10.8725 | 12.896 | 15.7075 | 17.0261 | 15.6196 | 14.3469 | 12.8665 | 10.7208 | 9.0433 | 7.7636 | 9.0582 | 9.0943 | 11.0452 | 12.0017 | 12.5349 | 14.8274 | 14.9485 | 18.5255 | 18.8956 | 22.1131 | 27.2112 | 25.7502 | 23.8378 | 27.2117 | 27.2123 | 27.2131 | 27.2135 | 24.8328 | 23.9708 | 23.4465 | 27.0476 | 25.8117 | 27.0491 | 24.2279 | 22.5546 | 22.1393 | 20.8023 | 19.4697 | 17.5796 | 16.1333 | 15.3204 | 14.2349 | 13.7628 | 13.1064 | 13.5413
1989 |  | 13.967 | 12.1389 | 10.1598 | 9.562 | 11.9583 | 10.1449 | 11.103 | 11.0666 | 13.8552 | 17.0222 | 18.5733 | 16.7747 | 15.2616 | 13.7123 | 11.5445 | 10.0302 | 8.2696 | 9.4566 | 10.201 | 11.519 | 12.4866 | 13.0543 | 15.2711 | 15.4517 | 19.5613 | 19.4616 | 22.4711 | 27.2108 | 25.8537 | 24.9807 | 27.2114 | 27.212 | 27.2124 | 27.2129 | 25.2797 | 24.4088 | 24.0616 | 27.0672 | 25.6789 | 27.0938 | 24.5597 | 22.9602 | 22.5327 | 21.1816 | 19.839 | 17.9361 | 16.4803 | 15.6476 | 14.5545 | 14.0744 | 13.4101 | 13.8296 | 13.0832
1990 |  | 13.862 | 12.8613 | 11.4271 | 12.8558 | 11.6443 | 11.7171 | 11.8374 | 15.8942 | 19.5228 | 19.963 | 18.1233 | 16.4985 | 14.8885 | 12.6815 | 10.7585 | 9.3597 | 10.5364 | 11.1556 | 12.4495 | 13.8021 | 13.8809 | 16.3225 | 16.2871 | 19.6211 | 20.3264 | 23.2165 | 27.2104 | 25.9575 | 24.1028 | 27.211 | 27.2116 | 27.2121 | 27.2123 | 24.7168 | 23.857 | 23.6985 | 26.9942 | 25.6905 | 27.0913 | 24.2515 | 22.8132 | 22.3901 | 21.0433 | 19.7027 | 17.8088 | 15.9238 | 15.1056 | 14.0259 | 13.5574 | 12.9069 | 13.3397 | 12.5994 | 11.6049
1991 |  | 13.9918 | 13.5545 | 14.5406 | 13.378 | 15.5707 | 16.1491 | 19.9017 | 21.0318 | 21.3693 | 19.9957 | 18.3113 | 16.3947 | 14.0855 | 12.1996 | 11.2929 | 11.9338 | 11.686 | 13.9595 | 14.688 | 14.9124 | 16.8681 | 16.8387 | 19.9747 | 20.8632 | 23.6218 | 27.21 | 25.6791 | 24.8387 | 27.2106 | 27.2112 | 27.2117 | 27.2119 | 25.1084 | 24.2544 | 24.1218 | 27.036 | 25.9443 | 27.0888 | 24.5812 | 23.2558 | 22.8382 | 21.4775 | 20.1225 | 18.21 | 16.3147 | 15.4868 | 14.3977 | 13.9221 | 13.2661 | 13.6898 | 12.9406 | 11.9354 | 11.1405
1992 |  | 14.471 | 15.8133 | 14.6183 | 17.6881 | 18.2295 | 20.4611 | 21.5385 | 21.8646 | 20.4042 | 18.7026 | 16.7738 | 14.9142 | 12.7981 | 12.2901 | 12.1906 | 11.9664 | 14.5526 | 15.7322 | 15.8326 | 17.5743 | 17.8829 | 21.654 | 21.8061 | 24.3815 | 27.2096 | 25.5866 | 24.7655 | 27.2102 | 27.2108 | 27.2113 | 27.2115 | 25.0279 | 24.2542 | 24.1047 | 27.102 | 25.8252 | 27.0861 | 24.3483 | 23.1224 | 22.6901 | 21.3357 | 19.9853 | 18.0775 | 16.1851 | 15.3717 | 14.2858 | 13.8134 | 13.1566 | 13.591 | 12.8446 | 11.8422 | 11.0479 | 10.4527
1993 |  | 18.1663 | 16.3896 | 19.211 | 18.9678 | 20.8678 | 22.1388 | 22.4576 | 20.9847 | 19.1284 | 17.1864 | 16.0137 | 14.0206 | 13.2482 | 13.079 | 12.8483 | 15.6 | 17.086 | 17.2228 | 19.3185 | 19.2739 | 22.0041 | 22.4487 | 25.5485 | 27.2092 | 25.5801 | 24.7572 | 27.2098 | 27.2104 | 27.2109 | 27.2111 | 25.5084 | 24.6599 | 23.493 | 26.6424 | 25.9131 | 27.0838 | 24.269 | 23.0608 | 22.6303 | 21.2761 | 19.9303 | 18.0244 | 16.1334 | 15.3106 | 14.227 | 13.7563 | 13.1012 | 13.5296 | 12.7921 | 11.7911 | 10.9985 | 10.4031 | 9.6877
1994 |  | 13.785 | 15.4146 | 15.9144 | 19.8526 | 20.7588 | 21.1181 | 19.6904 | 17.8801 | 16.3033 | 14.0621 | 12.0589 | 11.664 | 11.7455 | 11.686 | 14.1719 | 15.0784 | 15.4073 | 17.9698 | 17.5226 | 20.7266 | 21.5497 | 23.8025 | 27.2088 | 26.3244 | 24.0791 | 27.2094 | 27.21 | 27.2105 | 27.2107 | 24.8554 | 24.0565 | 24.0376 | 27.0787 | 25.9795 | 27.0813 | 24.6807 | 23.3068 | 22.8691 | 21.5075 | 20.1514 | 18.2421 | 16.3453 | 15.5172 | 14.4281 | 13.95 | 13.29 | 13.7138 | 12.9646 | 11.9616 | 11.1646 | 10.5648 | 9.8442 | 9.2647
1995 |  | 18.5873 | 18.3843 | 20.5946 | 21.6352 | 22.007 | 20.5606 | 18.7284 | 16.6633 | 15.0919 | 13.2141 | 12.7905 | 12.6359 | 12.0491 | 14.8199 | 16.8028 | 17.1292 | 20.1741 | 19.2888 | 21.5723 | 22.159 | 25.0094 | 27.2081 | 25.9274 | 23.8104 | 27.209 | 27.2096 | 27.2101 | 27.2103 | 24.9948 | 24.1684 | 24.0834 | 27.0125 | 26.4017 | 27.0789 | 24.4222 | 23.217 | 22.8006 | 21.4411 | 20.0872 | 18.1759 | 16.2816 | 15.4557 | 14.3683 | 13.8944 | 13.2401 | 13.6653 | 12.9177 | 11.914 | 11.1206 | 10.5223 | 9.8032 | 9.2243 | 8.3372
1996 |  | 14.1076 | 18.3319 | 19.452 | 19.8781 | 18.5225 | 16.7643 | 15.2166 | 13.0038 | 11.4275 | 9.5778 | 10.6474 | 11.28 | 13.7175 | 14.8785 | 15.2388 | 18.3493 | 17.5263 | 20.6501 | 21.3035 | 23.3856 | 27.2075 | 25.2649 | 24.6166 | 27.2086 | 27.2092 | 26.9193 | 27.2099 | 24.8042 | 24.0935 | 24.0347 | 27.0462 | 25.8631 | 27.0763 | 24.7164 | 23.3229 | 22.8847 | 21.5242 | 20.1676 | 18.2536 | 16.3564 | 15.54 | 14.451 | 13.9752 | 13.3151 | 13.7463 | 12.9967 | 11.9914 | 11.1941 | 10.5958 | 9.8746 | 9.2936 | 8.4044 | 7.9576
1997 |  | 18.0938 | 19.2974 | 19.7413 | 18.3894 | 16.6735 | 15.128 | 12.918 | 11.3413 | 9.5355 | 10.6063 | 11.2401 | 14.0482 | 15.0891 | 15.6379 | 18.7665 | 17.9017 | 21.4709 | 21.4608 | 23.4612 | 27.2069 | 26.0039 | 24.175 | 27.2082 | 27.2088 | 27.2093 | 27.2095 | 24.9844 | 24.198 | 24.1289 | 26.9928 | 25.9354 | 27.0404 | 24.4962 | 23.2348 | 22.7992 | 21.4396 | 20.0883 | 18.177 | 16.2819 | 15.4569 | 14.3711 | 13.8978 | 13.2399 | 13.6656 | 12.9254 | 11.922 | 11.1268 | 10.5287 | 9.8103 | 9.2316 | 8.3445 | 7.9521 | 7.2438
1998 |  | 15.3871 | 16.8578 | 15.8426 | 14.641 | 12.0955 | 10.3488 | 9.0703 | 7.8145 | 8.6462 | 9.4327 | 12.1401 | 13.4265 | 13.6302 | 16.6789 | 16.3238 | 20.0554 | 20.6094 | 22.4385 | 27.2063 | 24.9685 | 24.4381 | 27.2076 | 27.2084 | 27.2089 | 27.2091 | 24.8297 | 22.8371 | 23.1868 | 25.9366 | 24.8983 | 27.0733 | 24.5389 | 23.2567 | 22.8205 | 21.4604 | 20.1059 | 18.1982 | 16.3025 | 15.4775 | 14.3911 | 13.9154 | 13.2576 | 13.6831 | 12.9356 | 11.9343 | 11.1389 | 10.5408 | 9.8218 | 9.244 | 8.3567 | 8.0128 | 7.3013 | 6.924
1999 |  | 14.6394 | 13.6177 | 12.5658 | 10.0712 | 8.6131 | 7.6547 | 7.2267 | 8.1672 | 8.9709 | 11.1079 | 12.4006 | 13.0944 | 15.8674 | 15.7452 | 19.206 | 20.0945 | 22.2107 | 27.2057 | 25.7201 | 23.8737 | 27.207 | 27.2078 | 27.2085 | 27.2087 | 24.7985 | 23.9332 | 23.946 | 27.1705 | 25.9426 | 27.0784 | 24.7921 | 23.3594 | 22.9387 | 21.575 | 20.2167 | 18.301 | 16.4033 | 15.1399 | 14.0626 | 13.5983 | 12.9533 | 13.3871 | 12.6477 | 11.6519 | 10.8664 | 10.2762 | 9.5658 | 8.9956 | 8.1162 | 7.9249 | 7.2164 | 6.8855 | 9.8344
2000 |  | 13.9927 | 12.868 | 10.3707 | 8.4582 | 7.331 | 6.9124 | 7.8628 | 8.6728 | 9.9931 | 11.3058 | 12.1014 | 15.1258 | 14.8682 | 18.6807 | 19.2807 | 21.806 | 27.1221 | 25.7352 | 24.6601 | 27.2064 | 27.2072 | 27.2079 | 27.2084 | 25.0277 | 24.1281 | 24.0561 | 27.0351 | 25.919 | 27.07 | 24.8064 | 23.3664 | 22.9452 | 21.5826 | 20.2241 | 18.3082 | 16.4095 | 15.157 | 14.0797 | 13.6155 | 12.9666 | 13.4083 | 12.6689 | 11.6728 | 10.8848 | 10.2962 | 9.5854 | 9.0148 | 8.1348 | 8.0339 | 7.321 | 6.8823 | 9.9494 | 8.9434
2001 |  | 13.8727 | 11.3731 | 9.7788 | 8.513 | 7.2754 | 8.2149 | 9.0146 | 11.9431 | 13.7109 | 14.5368 | 17.8845 | 17.4232 | 20.7083 | 20.7376 | 22.6313 | 27.2044 | 25.8197 | 24.0322 | 27.2057 | 27.2066 | 27.2073 | 27.2077 | 25.2032 | 24.4108 | 24.2697 | 26.3475 | 25.6336 | 27.049 | 24.8344 | 23.3768 | 23.1759 | 21.8045 | 20.4411 | 18.5178 | 16.6134 | 15.3446 | 14.2636 | 13.7951 | 13.1419 | 13.5719 | 12.8356 | 11.8357 | 11.0436 | 10.4488 | 9.7338 | 9.1586 | 8.2745 | 8.19 | 7.4744 | 6.912 | 10.0421 | 8.9295 | 8.3759
2002 |  | 13.583 | 11.4771 | 9.6736 | 9.2422 | 10.4159 | 11.0533 | 14.3456 | 16.2714 | 16.9783 | 19.884 | 19.3983 | 21.51 | 21.4621 | 23.5052 | 27.2038 | 25.8509 | 24.7656 | 27.2051 | 27.206 | 27.2067 | 27.2071 | 25.2063 | 24.2349 | 24.0933 | 27.0252 | 25.7944 | 27.0459 | 24.8353 | 23.3812 | 23.3055 | 21.9301 | 20.5601 | 18.6369 | 16.7292 | 15.4574 | 14.3735 | 13.9002 | 13.2448 | 13.6726 | 12.9271 | 11.9274 | 11.1334 | 10.5364 | 9.8184 | 9.2416 | 8.3553 | 8.339 | 7.6065 | 6.9067 | 10.1213 | 9.1038 | 8.5422 | 8.5773
2003 |  | 13.9686 | 13.1822 | 12.4087 | 15.9699 | 15.5099 | 19.8186 | 20.0679 | 19.9878 | 21.2661 | 20.9037 | 23.0369 | 22.8208 | 26.1794 | 27.2032 | 26.0617 | 24.8203 | 27.2045 | 27.2054 | 27.206 | 27.2065 | 25.1896 | 24.4508 | 24.3019 | 27.0638 | 25.9414 | 27.0242 | 24.8497 | 23.3873 | 23.3319 | 21.956 | 20.5851 | 18.6569 | 16.7493 | 15.477 | 14.3931 | 13.9222 | 13.2706 | 13.6982 | 12.9525 | 11.9507 | 11.1586 | 10.5613 | 9.8428 | 9.2645 | 8.378 | 8.5232 | 7.7263 | 7.023 | 10.3773 | 9.3645 | 8.7953 | 8.8205 | 8.1761
2004 |  | 14.2071 | 13.3427 | 18.5291 | 17.4093 | 21.3239 | 21.5014 | 21.3941 | 22.6372 | 22.1663 | 25.5646 | 24.0517 | 27.2024 | 27.2026 | 26.0751 | 24.8642 | 27.2039 | 27.2047 | 27.2054 | 27.2059 | 25.0885 | 24.4034 | 24.2829 | 27.2088 | 26.1516 | 27.0696 | 24.8627 | 23.3923 | 23.3286 | 21.9543 | 20.5836 | 18.6554 | 16.7471 | 15.4858 | 13.9638 | 13.5047 | 12.8606 | 13.3071 | 12.5722 | 11.5806 | 10.7969 | 10.2123 | 9.5054 | 8.9382 | 8.0583 | 8.4283 | 7.5204 | 6.8224 | 10.3101 | 9.1853 | 8.6217 | 8.6522 | 8.0117 | 7.611
Mead Out
1906 |  | 8.8714 | 8.6592 | 9.3962 | 9.1846 | 9.396 | 10.0382 | 9.8658 | 9.8814 | 10.5578 | 11.2956 | 10.9823 | 16.9365 | 11.2539 | 9.0857 | 13.2721 | 16.9931 | 12.5823 | 13.9657 | 10.8075 | 8.7977 | 9.2375 | 10.9795 | 11.3649 | 12.8667 | 10.5672 | 8.8943 | 8.6824 | 9.1577 | 9.0804 | 9.4669 | 9.6998 | 9.3838 | 9.4901 | 8.6781 | 9.0274 | 8.8974 | 8.9535 | 9.238 | 9.1154 | 9.0305 | 8.9166 | 8.7537 | 8.7018 | 8.5868 | 8.5728 | 8.6119 | 8.3824 | 8.4207 | 8.5771 | 8.2404 | 8.549 | 8.8317 | 8.3305
1907 |  | 8.6344 | 9.4728 | 8.3124 | 9.4019 | 10.0431 | 9.8612 | 9.8768 | 9.8255 | 9.9741 | 10.4939 | 16.9506 | 10.3784 | 10.8285 | 12.4997 | 17.0213 | 12.5817 | 13.9963 | 10.0352 | 9.063 | 10.8111 | 8.9442 | 11.3642 | 13.7214 | 10.5656 | 8.8952 | 8.6824 | 9.1577 | 9.0814 | 9.4645 | 9.6998 | 9.3838 | 9.4896 | 8.6788 | 9.0269 | 8.8969 | 8.9589 | 9.2374 | 9.1149 | 9.03 | 8.916 | 8.7527 | 8.7013 | 8.5865 | 8.5726 | 8.6124 | 8.3822 | 8.4205 | 8.579 | 8.2382 | 8.5487 | 8.8315 | 8.334 | 8.4004
1908 |  | 8.5651 | 8.3814 | 9.4073 | 10.049 | 9.8659 | 9.8722 | 9.8209 | 9.9768 | 9.3758 | 13.3411 | 11.0152 | 9.3193 | 13.5022 | 17.044 | 12.6016 | 14.0231 | 11.0074 | 9.071 | 9.5047 | 9.282 | 11.4194 | 13.7532 | 10.9786 | 10.3405 | 8.6724 | 9.1577 | 9.0814 | 9.4669 | 9.7006 | 9.3838 | 9.0301 | 8.6763 | 9.0253 | 8.8963 | 8.9584 | 9.237 | 9.1141 | 9.0295 | 8.9155 | 8.7527 | 8.6989 | 8.586 | 8.5724 | 8.6114 | 8.3821 | 8.4202 | 8.5787 | 8.2399 | 8.5485 | 8.8312 | 8.3338 | 8.4021 | 8.644
1909 |  | 8.3551 | 9.4839 | 10.0544 | 9.872 | 9.879 | 9.8163 | 9.9722 | 9.3774 | 15.0118 | 10.5272 | 10.6347 | 12.7261 | 17.0795 | 12.6185 | 14.0127 | 11.4164 | 9.069 | 9.5127 | 9.1509 | 11.3626 | 13.6249 | 11.1165 | 8.8943 | 8.6824 | 9.1581 | 9.0814 | 9.4669 | 9.6998 | 9.3791 | 9.4896 | 8.6751 | 9.0251 | 8.8936 | 8.9578 | 9.2365 | 9.1138 | 9.0293 | 8.915 | 8.7522 | 8.7002 | 8.584 | 8.5719 | 8.6112 | 8.3817 | 8.4186 | 8.5785 | 8.2396 | 8.5482 | 8.8322 | 8.3335 | 8.4019 | 8.6435 | 8.7654
1910 |  | 8.5743 | 9.2457 | 9.1998 | 9.4108 | 9.8229 | 9.9676 | 9.3728 | 10.8088 | 11.496 | 9.1089 | 13.2016 | 17.0983 | 12.6623 | 14.0647 | 10.9072 | 9.071 | 9.5108 | 9.4018 | 11.4318 | 13.8539 | 11.1534 | 8.8943 | 8.6824 | 9.1577 | 9.0805 | 9.4669 | 9.6998 | 9.3838 | 9.4901 | 8.6739 | 9.0239 | 8.8946 | 8.9515 | 9.236 | 9.1133 | 9.0285 | 8.9145 | 8.7516 | 8.6997 | 8.585 | 8.5713 | 8.6107 | 8.3814 | 8.4198 | 8.5761 | 8.2394 | 8.548 | 8.8307 | 8.3295 | 8.4016 | 8.6432 | 8.7643 | 8.5814
1911 |  | 9.2215 | 9.2688 | 9.4108 | 8.9548 | 9.9703 | 9.3682 | 10.636 | 11.7929 | 9.3217 | 12.9624 | 17.1157 | 12.6841 | 14.0623 | 10.0313 | 9.071 | 9.5127 | 10.1711 | 11.6123 | 13.7092 | 11.115 | 8.8952 | 8.6824 | 9.1577 | 9.0814 | 9.4645 | 9.6998 | 9.3838 | 9.4896 | 8.674 | 9.0227 | 8.8934 | 8.9561 | 9.2353 | 9.1128 | 9.028 | 8.914 | 8.7507 | 8.6992 | 8.5845 | 8.5708 | 8.6108 | 8.3809 | 8.4195 | 8.578 | 8.2373 | 8.5478 | 8.8305 | 8.3331 | 8.3994 | 8.643 | 8.764 | 8.721 | 7.5713
1912 |  | 9.2443 | 9.3798 | 8.9548 | 9.9784 | 9.372 | 9.657 | 11.3984 | 10.9016 | 11.6401 | 17.1321 | 13.0908 | 13.7377 | 10.9972 | 9.071 | 9.5127 | 9.4407 | 11.5912 | 13.7269 | 10.8798 | 8.8942 | 8.6724 | 9.1577 | 9.0814 | 9.4669 | 9.7006 | 9.3838 | 9.4896 | 8.6715 | 9.0205 | 8.8922 | 8.9549 | 9.2342 | 9.112 | 9.0274 | 8.9135 | 8.7506 | 8.6969 | 8.5839 | 8.5703 | 8.6096 | 8.3806 | 8.419 | 8.5778 | 8.2389 | 8.5475 | 8.8303 | 8.3328 | 8.4012 | 8.6431 | 8.7638 | 8.7208 | 8.427 | 8.0284
1913 |  | 9.3573 | 9.0238 | 9.1062 | 9.379 | 9.6627 | 10.8795 | 9.3176 | 11.2639 | 17.166 | 12.7125 | 14.1226 | 10.7184 | 9.069 | 11.105 | 9.1589 | 11.3866 | 13.1476 | 10.4221 | 9.1595 | 8.6824 | 9.1581 | 9.0814 | 9.4669 | 9.6998 | 9.3791 | 9.4896 | 8.6703 | 9.0203 | 8.8888 | 8.9537 | 9.233 | 9.1111 | 9.0273 | 8.9129 | 8.7501 | 8.6982 | 8.5819 | 8.5698 | 8.6091 | 8.3799 | 8.4171 | 8.5773 | 8.2387 | 8.5473 | 8.8312 | 8.3326 | 8.4009 | 8.6425 | 8.7645 | 8.7205 | 8.7407 | 8.0265 | 8.4752
1914 |  | 9.0013 | 10.0604 | 9.3844 | 9.6678 | 9.7125 | 10.6914 | 10.5054 | 17.1524 | 12.7477 | 14.1502 | 10.7226 | 9.146 | 9.5108 | 9.852 | 11.3902 | 14.0393 | 10.4216 | 9.1675 | 8.9476 | 9.1577 | 9.0805 | 9.4669 | 9.6998 | 9.3838 | 9.4901 | 8.6691 | 9.0191 | 8.8898 | 8.9466 | 9.2318 | 9.1099 | 9.0257 | 8.9125 | 8.7496 | 8.6977 | 8.5829 | 8.5692 | 8.6086 | 8.3794 | 8.418 | 8.5746 | 8.2382 | 8.547 | 8.8298 | 8.3286 | 8.4007 | 8.6423 | 8.7633 | 8.722 | 8.8052 | 8.0912 | 8.4736 | 8.5883
1915 |  | 9.1487 | 8.5757 | 8.7956 | 9.7202 | 9.3179 | 9.7224 | 15.7077 | 12.7461 | 14.1716 | 11.2136 | 9.146 | 9.5877 | 9.4722 | 11.9261 | 13.4864 | 10.8492 | 9.1685 | 8.9556 | 9.423 | 9.0814 | 9.4645 | 9.6998 | 9.3838 | 9.4896 | 8.6692 | 9.0179 | 8.8886 | 8.9513 | 9.2305 | 9.1087 | 9.0245 | 8.9112 | 8.7486 | 8.6971 | 8.5824 | 8.5688 | 8.6088 | 8.3789 | 8.4174 | 8.5762 | 8.2358 | 8.5465 | 8.8295 | 8.3321 | 8.3985 | 8.642 | 8.7631 | 8.7201 | 8.806 | 8.0263 | 8.4734 | 8.5868 | 8.4566
1916 |  | 8.5504 | 9.7498 | 9.7256 | 9.3238 | 9.7228 | 15.6522 | 12.7625 | 14.1613 | 10.231 | 9.146 | 9.5877 | 10.4821 | 10.9712 | 14.5121 | 10.9368 | 9.1675 | 8.9457 | 9.431 | 9.3467 | 9.4669 | 9.7006 | 9.3838 | 9.4896 | 8.6667 | 9.0157 | 8.8874 | 8.9501 | 9.2294 | 9.1072 | 9.0233 | 8.91 | 8.7479 | 8.6948 | 8.5819 | 8.5683 | 8.6076 | 8.3785 | 8.4169 | 8.5757 | 8.2371 | 8.546 | 8.829 | 8.3319 | 8.4002 | 8.6421 | 8.7628 | 8.7198 | 8.8047 | 8.0927 | 8.4731 | 8.5218 | 8.5018 | 8.643
1917 |  | 8.841 | 9.8022 | 9.3292 | 9.7332 | 10.4606 | 12.7774 | 14.1752 | 10.9603 | 9.3573 | 9.5877 | 9.7546 | 11.4606 | 14.0598 | 11.0095 | 9.1675 | 8.9556 | 9.4313 | 9.3547 | 9.7321 | 9.6998 | 9.3791 | 9.4896 | 8.6655 | 9.0155 | 8.884 | 8.9489 | 9.2282 | 9.1063 | 9.0225 | 8.9088 | 8.7467 | 8.6954 | 8.5798 | 8.5677 | 8.6071 | 8.3778 | 8.415 | 8.5752 | 8.2366 | 8.5455 | 8.8297 | 8.3313 | 8.4 | 8.6416 | 8.7635 | 8.7196 | 8.8045 | 8.1555 | 8.4742 | 8.5863 | 8.4402 | 8.6417 | 8.5676
1918 |  | 9.1909 | 8.8206 | 9.261 | 9.5778 | 9.4539 | 12.2665 | 10.9991 | 9.3593 | 11.0534 | 9.2339 | 11.405 | 13.4062 | 11.1874 | 9.1675 | 8.9556 | 9.431 | 9.3537 | 9.7401 | 9.7078 | 9.3838 | 9.4901 | 8.6644 | 9.0143 | 8.885 | 8.9418 | 9.227 | 9.105 | 9.0209 | 8.9077 | 8.7454 | 8.6942 | 8.5802 | 8.5672 | 8.6066 | 8.3773 | 8.4159 | 8.5725 | 8.2361 | 8.545 | 8.828 | 8.3271 | 8.3994 | 8.6413 | 8.7623 | 8.7211 | 8.8042 | 8.2661 | 8.4727 | 8.5227 | 8.5014 | 8.6414 | 8.5666 | 8.2027
1919 |  | 8.7963 | 9.33 | 9.5832 | 9.4612 | 11.4488 | 11.1435 | 9.3547 | 9.801 | 9.4403 | 10.6883 | 14.6806 | 10.786 | 9.1685 | 8.9556 | 9.431 | 9.3547 | 9.7377 | 9.7158 | 9.3918 | 9.4896 | 8.6646 | 9.0132 | 8.8838 | 8.9465 | 9.2257 | 9.1038 | 9.0197 | 8.9064 | 8.7438 | 8.693 | 8.579 | 8.566 | 8.6067 | 8.3768 | 8.4154 | 8.5742 | 8.2337 | 8.5445 | 8.8275 | 8.3303 | 8.397 | 8.6408 | 8.7621 | 8.7191 | 8.805 | 8.6443 | 8.4724 | 8.5211 | 8.5019 | 8.6412 | 8.5664 | 8.2008 | 7.562
1920 |  | 9.3012 | 9.6598 | 9.4666 | 11.7192 | 10.9804 | 9.3501 | 10.7381 | 9.4473 | 11.4041 | 13.7456 | 11.0218 | 9.2425 | 8.9457 | 9.431 | 9.3547 | 9.7401 | 9.6666 | 9.4473 | 9.4976 | 8.6623 | 9.0111 | 8.8827 | 8.9453 | 9.2246 | 9.1024 | 9.0185 | 8.9052 | 8.743 | 8.69 | 8.5778 | 8.5648 | 8.6048 | 8.3765 | 8.4149 | 8.5736 | 8.2351 | 8.544 | 8.827 | 8.3298 | 8.3984 | 8.6406 | 8.7616 | 8.7189 | 8.8038 | 8.7105 | 8.4722 | 8.5856 | 8.4549 | 8.6421 | 8.6309 | 8.2007 | 7.525 | 8.5902
1921 |  | 8.8478 | 9.5432 | 9.8406 | 9.4465 | 9.3535 | 9.7918 | 9.4427 | 11.3893 | 11.9597 | 10.6404 | 9.2425 | 9.0306 | 9.4313 | 9.3547 | 9.7401 | 9.6158 | 9.3451 | 9.3556 | 9.2926 | 9.0111 | 8.8795 | 8.9442 | 9.2234 | 9.1014 | 9.0176 | 8.904 | 8.7418 | 8.6906 | 8.575 | 8.5636 | 8.6036 | 8.3751 | 8.4129 | 8.5731 | 8.2345 | 8.5434 | 8.8276 | 8.3293 | 8.3979 | 8.6398 | 8.762 | 8.7184 | 8.8035 | 8.7084 | 8.4733 | 8.5853 | 8.5962 | 8.6407 | 8.6315 | 8.2005 | 7.5321 | 8.5891 | 8.9158
1922 |  | 8.6323 | 9.2319 | 9.4519 | 9.3609 | 9.7954 | 9.4381 | 10.0273 | 9.9837 | 9.8323 | 9.2425 | 9.0306 | 9.506 | 9.3537 | 9.7401 | 9.5158 | 9.2998 | 9.2561 | 9.3006 | 9.5414 | 8.8806 | 8.9373 | 9.2223 | 9.1002 | 9.0161 | 8.9028 | 8.7406 | 8.6894 | 8.5753 | 8.5624 | 8.6024 | 8.3739 | 8.4131 | 8.5705 | 8.234 | 8.5429 | 8.8259 | 8.325 | 8.3974 | 8.6393 | 8.7606 | 8.7195 | 8.803 | 8.3761 | 8.4717 | 8.5218 | 8.4545 | 8.6405 | 8.6305 | 8.2021 | 7.5236 | 8.5889 | 8.9161 | 8.5212
1923 |  | 9.2062 | 9.3302 | 9.3663 | 9.3304 | 8.6697 | 10.0227 | 9.9791 | 9.8318 | 9.4568 | 9.0306 | 9.506 | 9.4297 | 9.7377 | 9.5658 | 9.2998 | 9.2056 | 9.2019 | 9.5494 | 8.9742 | 8.9421 | 9.2211 | 9.0992 | 9.0149 | 8.9016 | 8.739 | 8.6882 | 8.5741 | 8.5612 | 8.6019 | 8.3727 | 8.4119 | 8.5714 | 8.2316 | 8.5424 | 8.8254 | 8.3282 | 8.3949 | 8.6387 | 8.76 | 8.7173 | 8.2504 | 8.0899 | 8.4715 | 8.5203 | 8.5011 | 8.6403 | 8.5656 | 8.2002 | 7.558 | 8.5887 | 8.9158 | 8.5198 | 7.8997
1924 |  | 9.1176 | 8.9577 | 9.2304 | 8.6767 | 9.262 | 9.9745 | 9.8272 | 9.4559 | 9.2341 | 9.506 | 9.4297 | 9.5579 | 9.7116 | 9.3498 | 9.2056 | 9.1506 | 9.4484 | 8.9822 | 9.4724 | 9.2202 | 9.0978 | 9.0138 | 8.9004 | 8.7382 | 8.6852 | 8.5729 | 8.56 | 8.6 | 8.3716 | 8.4107 | 8.5702 | 8.2323 | 8.5419 | 8.8249 | 8.3277 | 8.3964 | 8.6385 | 8.4922 | 8.0998 | 7.4412 | 8.5676 | 8.4709 | 8.5201 | 8.4541 | 8.6411 | 8.63 | 8.2001 | 7.525 | 8.5893 | 8.9156 | 8.5197 | 7.8995 | 8.529
1925 |  | 8.9319 | 9.2994 | 8.6767 | 9.2613 | 9.9817 | 9.8226 | 9.4513 | 9.244 | 9.7197 | 9.4297 | 9.5579 | 9.5908 | 9.5823 | 9.1556 | 9.1506 | 9.1128 | 9.1167 | 9.2804 | 9.7505 | 9.097 | 9.0131 | 8.8993 | 8.737 | 8.6858 | 8.5702 | 8.5588 | 8.5988 | 8.3703 | 8.4081 | 8.569 | 8.2311 | 8.5407 | 8.8256 | 8.3272 | 8.3958 | 8.6377 | 8.3822 | 8.0995 | 7.4681 | 8.5653 | 8.4718 | 8.5196 | 8.4538 | 8.6398 | 8.6305 | 8.1999 | 7.5311 | 8.5883 | 8.9148 | 8.5196 | 7.9026 | 8.5283 | 7.3931
1926 |  | 9.2737 | 8.7457 | 9.2613 | 9.9853 | 9.8285 | 9.4467 | 9.2394 | 9.7193 | 9.6421 | 9.5579 | 9.5908 | 9.3748 | 9.4826 | 8.764 | 9.3994 | 8.9823 | 9.1745 | 9.5585 | 9.1907 | 9.0117 | 8.8983 | 8.736 | 8.6846 | 8.5705 | 8.5576 | 8.5976 | 8.3691 | 8.4083 | 8.5657 | 8.2299 | 8.5395 | 8.8232 | 8.3229 | 8.3953 | 8.6372 | 8.7585 | 8.2293 | 7.4543 | 8.5648 | 8.4699 | 8.5205 | 8.4534 | 8.6396 | 8.6296 | 8.2015 | 7.5303 | 8.5881 | 8.9151 | 8.5207 | 7.8997 | 8.5281 | 7.3922 | 8.7662
1927 |  | 8.7149 | 9.2303 | 9.9907 | 9.8334 | 9.453 | 9.2348 | 9.7148 | 9.643 | 9.5555 | 9.5908 | 9.3748 | 9.1806 | 9.5285 | 9.1128 | 8.9822 | 9.0304 | 9.4584 | 9.1987 | 9.1054 | 8.8972 | 8.7344 | 8.6835 | 8.5693 | 8.5564 | 8.5971 | 8.3679 | 8.4071 | 8.5666 | 8.2268 | 8.5383 | 8.822 | 8.3255 | 8.3928 | 8.6367 | 8.758 | 8.4481 | 7.4681 | 8.5643 | 8.4694 | 8.5187 | 8.4536 | 8.6391 | 8.6294 | 8.1996 | 7.5311 | 8.5878 | 8.9149 | 8.5193 | 7.9018 | 8.5279 | 7.3923 | 8.7649 | 8.5001
1928 |  | 9.2072 | 9.5821 | 9.8388 | 9.4575 | 8.9634 | 9.4487 | 9.188 | 9.5579 | 9.5916 | 9.2748 | 9.1939 | 8.839 | 9.1117 | 8.9823 | 9.0438 | 9.3219 | 9.1984 | 9.1134 | 8.9909 | 8.7338 | 8.6806 | 8.5683 | 8.5552 | 8.5952 | 8.3668 | 8.4059 | 8.5654 | 8.2275 | 8.5371 | 8.8208 | 8.3243 | 8.3936 | 8.6365 | 8.4904 | 8.0987 | 7.4701 | 8.5656 | 8.4689 | 8.5182 | 8.4525 | 8.6551 | 8.6289 | 8.1995 | 7.5206 | 8.5885 | 8.9146 | 8.5192 | 7.9016 | 8.5283 | 7.3946 | 8.7646 | 8.4998 | 8.4981
1929 |  | 9.5601 | 9.9154 | 9.4629 | 8.8646 | 9.2491 | 9.1724 | 9.5579 | 9.4041 | 9.0835 | 9.1939 | 8.839 | 9.1878 | 8.8834 | 9.0438 | 9.3219 | 9.1987 | 9.1137 | 8.9989 | 8.8275 | 8.6814 | 8.5657 | 8.5541 | 8.594 | 8.3654 | 8.4033 | 8.5642 | 8.2263 | 8.5359 | 8.8207 | 8.3231 | 8.3924 | 8.635 | 8.7579 | 8.1625 | 7.4928 | 8.5633 | 8.4697 | 8.5178 | 8.4983 | 8.6381 | 8.5647 | 8.1992 | 7.5614 | 8.5874 | 8.9139 | 8.5191 | 7.9048 | 8.5275 | 7.3939 | 8.7644 | 8.4996 | 8.4994 | 8.728
1930 |  | 9.4069 | 9.1513 | 8.7734 | 9.2487 | 9.1714 | 9.1712 | 9.3075 | 8.8948 | 9.0011 | 8.6456 | 9.0911 | 8.8639 | 8.9412 | 9.2252 | 9.102 | 9.0167 | 8.9022 | 8.8355 | 8.775 | 8.5661 | 8.553 | 8.5929 | 8.3643 | 8.4035 | 8.5608 | 8.2251 | 8.5346 | 8.8184 | 8.3181 | 8.3912 | 8.6338 | 8.4249 | 8.0999 | 7.4962 | 8.5628 | 8.4678 | 8.5186 | 8.4979 | 8.6376 | 8.5635 | 8.2005 | 7.5611 | 8.5872 | 8.9141 | 8.5202 | 7.9018 | 8.5274 | 7.3929 | 8.7652 | 8.4993 | 8.4992 | 8.7267 | 8.8753
1931 |  | 9.1314 | 8.8424 | 9.2487 | 9.1724 | 9.1688 | 9.3075 | 8.8948 | 9.0006 | 8.6469 | 9.0911 | 8.8639 | 9.0221 | 9.2251 | 9.102 | 9.0167 | 8.9022 | 8.835 | 8.783 | 8.5631 | 8.552 | 8.5925 | 8.3632 | 8.4023 | 8.5618 | 8.222 | 8.5334 | 8.8172 | 8.3207 | 8.388 | 8.6325 | 8.7545 | 8.1611 | 7.4846 | 8.5623 | 8.4673 | 8.5169 | 8.4981 | 8.6372 | 8.5631 | 8.1985 | 7.5613 | 8.5868 | 8.9139 | 8.5188 | 7.9042 | 8.5272 | 7.3931 | 8.7639 | 8.4991 | 8.4989 | 8.7265 | 8.873 | 8.9841
1932 |  | 8.9086 | 9.3177 | 9.1724 | 9.5579 | 9.5916 | 9.0881 | 9.1939 | 8.839 | 9.1867 | 8.9606 | 9.1188 | 9.3969 | 9.1984 | 9.1134 | 8.9989 | 8.8355 | 8.7812 | 8.6678 | 8.6457 | 8.5908 | 8.3623 | 8.4012 | 8.5606 | 8.2227 | 8.5323 | 8.816 | 8.3195 | 8.3888 | 8.6316 | 8.7533 | 8.7113 | 8.7972 | 8.1533 | 8.4668 | 8.5164 | 8.497 | 8.6377 | 8.6269 | 8.1982 | 7.5198 | 8.5872 | 8.9134 | 8.5187 | 7.9045 | 8.5275 | 7.3954 | 8.7637 | 8.4988 | 8.4971 | 8.7262 | 8.8728 | 8.9886 | 8.9135
1933 |  | 9.3943 | 9.2414 | 9.5579 | 9.4041 | 8.9868 | 9.0972 | 8.7423 | 9.0911 | 8.8617 | 9.0221 | 9.3002 | 9.177 | 9.017 | 8.9022 | 8.7388 | 8.7831 | 8.5696 | 8.6537 | 8.6845 | 8.361 | 8.3988 | 8.5595 | 8.2215 | 8.531 | 8.8159 | 8.3183 | 8.3876 | 8.6301 | 8.753 | 8.7101 | 8.355 | 8.0227 | 8.4677 | 8.58 | 8.4502 | 8.6362 | 8.6271 | 8.1979 | 7.5375 | 8.5859 | 8.9124 | 8.5184 | 7.9082 | 8.5268 | 7.3946 | 8.7634 | 8.4986 | 8.4984 | 8.727 | 8.8726 | 8.9883 | 8.9129 | 8.6932
1934 |  | 9.3167 | 9.5268 | 9.4041 | 9.0881 | 9.1944 | 8.839 | 9.1878 | 8.9606 | 9.1129 | 9.3969 | 9.2737 | 9.1884 | 8.9989 | 8.8355 | 8.783 | 8.6678 | 8.6536 | 8.6925 | 8.4547 | 8.3991 | 8.5563 | 8.2204 | 8.5298 | 8.8135 | 8.3133 | 8.3864 | 8.6289 | 8.7509 | 8.7106 | 8.6673 | 8.0856 | 8.4651 | 8.5808 | 8.4343 | 8.6357 | 8.6259 | 8.1992 | 7.5295 | 8.5854 | 8.9124 | 8.5195 | 7.9059 | 8.5266 | 7.3936 | 8.7643 | 8.4984 | 8.4982 | 8.7258 | 8.8743 | 8.9881 | 8.9127 | 8.6911 | 11.1987
1935 |  | 9.5007 | 9.5598 | 9.2748 | 9.1806 | 9.1269 | 9.3744 | 9.16 | 9.4666 | 9.7372 | 9.5604 | 9.475 | 9.2605 | 9.5983 | 8.7831 | 8.6678 | 9.0403 | 8.6931 | 8.4627 | 8.9294 | 8.5574 | 8.2174 | 8.5288 | 8.8124 | 8.3159 | 8.3832 | 8.6277 | 8.7497 | 8.7077 | 8.7945 | 8.6357 | 8.4639 | 8.5144 | 8.4964 | 8.6352 | 8.6254 | 8.1972 | 7.5189 | 8.585 | 8.9118 | 8.5179 | 7.9086 | 8.5262 | 7.394 | 8.7629 | 8.4982 | 8.498 | 8.7255 | 8.8721 | 8.9832 | 8.9125 | 8.6909 | 11.7381 | 10.4042
1936 |  | 9.5368 | 9.3438 | 9.1806 | 9.1256 | 9.3734 | 9.0768 | 9.4691 | 9.7373 | 9.6601 | 9.475 | 9.2605 | 9.2972 | 9.5444 | 9.1045 | 9.0403 | 8.8791 | 8.4629 | 8.7374 | 9.0877 | 8.2183 | 8.5277 | 8.8113 | 8.3147 | 8.384 | 8.6268 | 8.7485 | 8.7065 | 8.7923 | 8.7 | 8.4627 | 8.577 | 8.6997 | 8.7131 | 8.5609 | 8.1969 | 7.5723 | 8.5854 | 8.9113 | 8.5176 | 7.9091 | 8.5264 | 7.3965 | 8.7627 | 8.4979 | 8.4962 | 8.7253 | 8.8718 | 8.9876 | 8.9125 | 8.6906 | 12.0205 | 11.2693 | 8.9573
1937 |  | 9.3154 | 9.2496 | 9.1256 | 9.3744 | 9.0417 | 9.2471 | 9.7439 | 9.6604 | 9.5754 | 9.2605 | 9.2972 | 9.1447 | 9.4295 | 9.0903 | 8.7791 | 8.5494 | 8.636 | 9.0331 | 8.9486 | 8.5266 | 8.8114 | 8.3136 | 8.3828 | 8.6253 | 8.7482 | 8.7053 | 8.7911 | 8.697 | 8.4628 | 8.5758 | 8.6985 | 8.7747 | 8.7664 | 8.4173 | 7.5516 | 8.5841 | 8.9103 | 8.5174 | 7.9128 | 8.5254 | 7.3959 | 8.7622 | 8.4976 | 8.4975 | 8.7261 | 8.8716 | 8.9874 | 8.912 | 8.6923 | 11.9288 | 11.2691 | 8.9582 | 9.0539
1938 |  | 9.2263 | 9.1946 | 9.3744 | 9.0439 | 9.0995 | 9.7165 | 9.615 | 9.575 | 9.3686 | 9.2972 | 9.1447 | 9.1295 | 9.4168 | 8.8291 | 8.4494 | 8.6951 | 8.949 | 8.8566 | 9.057 | 8.8091 | 8.3088 | 8.3817 | 8.6241 | 8.7461 | 8.7058 | 8.7899 | 8.6958 | 8.4603 | 8.5759 | 8.556 | 8.5685 | 8.6233 | 8.198 | 7.5568 | 8.5836 | 8.9103 | 8.5184 | 7.9105 | 8.525 | 7.3952 | 8.7628 | 8.4971 | 8.4972 | 8.7248 | 8.8734 | 8.9871 | 8.9117 | 9.1409 | 12.4602 | 11.2689 | 8.9582 | 9.0535 | 9.0836
1939 |  | 9.1721 | 9.4434 | 9.0439 | 9.1054 | 9.3834 | 9.6072 | 9.575 | 9.3688 | 9.2967 | 8.858 | 9.1295 | 9.0153 | 9.067 | 8.4627 | 8.6678 | 8.9019 | 8.7547 | 8.8677 | 8.9028 | 8.3114 | 8.3786 | 8.6231 | 8.7449 | 8.7029 | 8.7897 | 8.6946 | 8.4591 | 8.5734 | 8.6967 | 8.7723 | 8.653 | 8.1952 | 7.5622 | 8.5832 | 8.9098 | 8.5168 | 7.9153 | 8.5246 | 7.3956 | 8.7612 | 8.4967 | 8.4967 | 8.7246 | 8.8711 | 8.9822 | 8.9115 | 8.6899 | 12.3379 | 10.8937 | 8.9582 | 9.0535 | 9.0832 | 9.1775
1940 |  | 9.4186 | 9.1129 | 9.1054 | 9.3835 | 9.5601 | 9.575 | 9.3335 | 9.2972 | 9.2429 | 9.0295 | 9.0153 | 8.8541 | 9.0656 | 8.7919 | 8.8997 | 8.7066 | 8.7678 | 8.9108 | 8.8418 | 8.3795 | 8.6223 | 8.7438 | 8.7017 | 8.7875 | 8.6952 | 8.4579 | 8.5722 | 8.6948 | 8.7722 | 8.7621 | 8.7454 | 8.2417 | 7.5827 | 8.9093 | 8.9913 | 7.9171 | 8.5248 | 7.3981 | 8.7606 | 8.4961 | 8.4947 | 8.724 | 8.8709 | 8.9867 | 8.9116 | 8.6897 | 12.5769 | 11.1067 | 8.9573 | 9.0535 | 9.0832 | 9.1784 | 8.9994
1941 |  | 9.0869 | 9.1744 | 10.2612 | 10.1326 | 10.0422 | 9.9219 | 9.2972 | 9.2447 | 9.1279 | 9.0153 | 8.8541 | 8.5244 | 8.8626 | 8.8304 | 8.7066 | 8.7212 | 9.2071 | 8.8037 | 8.9099 | 8.6209 | 8.7437 | 8.7006 | 8.7863 | 8.6922 | 8.458 | 8.571 | 8.6936 | 8.7699 | 8.7616 | 8.7442 | 8.1131 | 7.5858 | 8.9083 | 9.0063 | 7.9076 | 8.5238 | 7.3975 | 8.7601 | 8.4956 | 8.4957 | 8.7245 | 8.8704 | 8.9864 | 8.911 | 9.1428 | 12.9767 | 11.2683 | 8.9582 | 9.0539 | 9.0832 | 9.1784 | 9 | 8.4124
1942 |  | 9.1448 | 9.4525 | 9.5604 | 9.475 | 9.2606 | 9.2972 | 9.2447 | 9.1295 | 9.1153 | 8.8541 | 8.5244 | 8.7776 | 9.2753 | 8.7566 | 8.7177 | 8.9108 | 8.7046 | 8.9179 | 8.7146 | 8.7417 | 8.7012 | 8.7853 | 8.691 | 8.4555 | 8.5711 | 8.6924 | 8.7687 | 8.7597 | 8.7447 | 8.5393 | 7.5749 | 8.9075 | 9.0071 | 7.906 | 8.5234 | 7.3967 | 8.7607 | 8.495 | 8.4952 | 8.723 | 8.8719 | 8.9859 | 8.9108 | 8.6892 | 12.0595 | 11.2855 | 8.9582 | 9.0535 | 9.0836 | 9.1784 | 9 | 8.4207 | 9.1939
1943 |  | 9.4286 | 9.6294 | 9.475 | 9.2605 | 9.2967 | 8.8581 | 8.7428 | 9.1153 | 8.7681 | 8.5377 | 8.5624 | 8.8207 | 8.9919 | 8.765 | 8.9108 | 8.4131 | 8.4793 | 9.3543 | 8.8354 | 8.6984 | 8.7852 | 8.6899 | 8.4543 | 8.5686 | 8.6919 | 8.7675 | 8.7585 | 8.2546 | 7.5657 | 8.5792 | 8.9063 | 8.5151 | 7.9259 | 8.523 | 7.3963 | 8.7591 | 8.4946 | 8.4947 | 8.7225 | 8.8693 | 8.9807 | 8.9103 | 9.1409 | 12.3118 | 10.4022 | 8.9582 | 9.0535 | 9.0832 | 9.1775 | 9 | 8.4207 | 9.1931 | 9.0153
1944 |  | 9.5053 | 9.544 | 9.2605 | 9.2972 | 8.8562 | 9.1295 | 9.1153 | 8.8541 | 8.5246 | 8.4736 | 8.985 | 8.7816 | 9.094 | 8.9108 | 8.4131 | 8.7265 | 9.1596 | 9.48 | 8.6955 | 8.7831 | 8.6907 | 8.4532 | 8.5674 | 8.69 | 8.7674 | 8.7573 | 8.6305 | 7.5589 | 8.5789 | 8.9051 | 8.5141 | 7.9275 | 8.5232 | 7.3988 | 8.7586 | 8.494 | 8.4926 | 8.722 | 8.8688 | 8.9849 | 8.9101 | 9.1409 | 12.1644 | 10.4035 | 8.9573 | 9.0535 | 9.0832 | 9.1784 | 8.9994 | 8.4207 | 9.1931 | 9.0167 | 9.1693
1945 |  | 9.5206 | 9.3295 | 9.1972 | 9.1447 | 8.7413 | 9.1153 | 8.8541 | 8.5244 | 8.593 | 8.9844 | 8.6816 | 8.8977 | 8.912 | 8.4131 | 8.7986 | 9.2005 | 9.4217 | 8.7035 | 8.7801 | 8.6247 | 8.4535 | 8.5663 | 8.4844 | 8.6239 | 8.6156 | 8.1889 | 7.5526 | 8.5769 | 8.9034 | 8.5131 | 7.9317 | 8.5215 | 7.4003 | 8.7581 | 8.4935 | 8.4936 | 8.7225 | 8.8683 | 8.9844 | 8.9092 | 9.1428 | 13.2273 | 10.4032 | 8.9582 | 9.0539 | 9.0832 | 9.1784 | 9 | 8.4124 | 9.1931 | 9.0167 | 9.1685 | 8.9251
1946 |  | 9.2058 | 9.2662 | 9.1447 | 9.0295 | 9.0153 | 8.8541 | 8.5244 | 8.7692 | 9.077 | 8.6816 | 8.8979 | 8.9858 | 8.4094 | 8.7733 | 8.7226 | 9.3527 | 8.7052 | 8.7881 | 8.6848 | 8.451 | 8.5666 | 8.6878 | 8.7639 | 8.6915 | 8.1896 | 7.5598 | 8.5757 | 8.9027 | 8.5134 | 7.93 | 8.5204 | 7.4005 | 8.7586 | 8.493 | 8.4931 | 8.7209 | 8.8698 | 8.9838 | 8.9087 | 9.1409 | 13.6275 | 10.8496 | 8.9582 | 9.0535 | 9.0836 | 9.1784 | 9 | 8.4207 | 9.1939 | 9.0167 | 9.1685 | 8.9246 | 9.038
1947 |  | 9.2419 | 9.2137 | 9.0295 | 9.0153 | 8.8548 | 8.5244 | 9.4285 | 8.8207 | 8.7797 | 8.7411 | 9.2326 | 8.7286 | 9.0965 | 9.1593 | 9.33 | 8.7035 | 8.8858 | 8.6928 | 8.3514 | 8.5642 | 8.6874 | 8.7628 | 8.7536 | 8.5958 | 7.5351 | 8.5745 | 8.9015 | 8.5112 | 7.9333 | 8.5193 | 7.4015 | 8.7563 | 8.4925 | 8.4926 | 8.7204 | 8.8673 | 8.9786 | 8.9082 | 9.1409 | 14.1703 | 10.4006 | 8.9582 | 9.0535 | 9.0832 | 9.1775 | 9 | 8.4207 | 9.1931 | 9.0153 | 9.1685 | 8.9244 | 9.0384 | 8.6862
1948 |  | 9.1881 | 9.0985 | 9.0153 | 8.8541 | 8.5246 | 8.5624 | 8.9654 | 8.7816 | 9.0012 | 9.2278 | 8.7288 | 8.7969 | 9.4861 | 8.8434 | 8.7035 | 8.8848 | 8.598 | 8.3594 | 8.5612 | 8.6856 | 8.7628 | 8.7526 | 8.5946 | 7.5367 | 8.5742 | 8.9003 | 8.5102 | 7.9353 | 8.5187 | 7.4038 | 8.7551 | 8.4913 | 8.4905 | 8.7199 | 8.8667 | 8.9828 | 8.908 | 9.1409 | 14.414 | 10.4016 | 8.9573 | 9.0535 | 9.0832 | 9.1784 | 8.9994 | 8.4207 | 9.1931 | 9.0167 | 9.1693 | 8.9242 | 9.0381 | 9.1355 | 9.2049
1949 |  | 9.0731 | 9.0843 | 8.8541 | 8.5244 | 8.561 | 8.8822 | 8.7816 | 9.0036 | 9.3289 | 8.7288 | 8.7969 | 9.1843 | 8.8443 | 8.8001 | 8.8848 | 8.6928 | 8.4574 | 8.5692 | 8.6826 | 8.7607 | 8.7522 | 8.5936 | 7.547 | 8.5722 | 8.8986 | 8.5092 | 7.9403 | 8.5171 | 7.4025 | 8.7539 | 8.4901 | 8.4909 | 8.7204 | 8.8662 | 8.9823 | 8.9072 | 9.1428 | 14.7153 | 11.1039 | 8.9582 | 9.0539 | 9.0832 | 9.1784 | 9 | 8.4124 | 9.1931 | 9.0167 | 9.1685 | 8.9242 | 9.0379 | 8.6855 | 9.2045 | 8.6696
1950 |  | 9.0605 | 8.8231 | 8.5244 | 8.5624 | 8.8884 | 8.7816 | 9.0034 | 8.9858 | 8.4844 | 8.7981 | 9.1843 | 9.305 | 8.7052 | 8.7881 | 8.6928 | 8.3594 | 8.4738 | 8.6906 | 8.661 | 8.7504 | 8.4686 | 7.5306 | 8.571 | 8.8979 | 8.5095 | 7.9397 | 8.516 | 7.4019 | 8.7538 | 8.4889 | 8.4897 | 8.7182 | 8.8677 | 8.9818 | 8.9066 | 9.1409 | 14.5975 | 11.2498 | 8.9582 | 9.0535 | 9.0836 | 9.1784 | 9 | 8.4207 | 9.1939 | 9.0167 | 9.1685 | 8.9237 | 9.037 | 9.1355 | 9.2045 | 8.6699 | 8.7709
1951 |  | 8.8 | 8.5934 | 8.5624 | 8.8207 | 8.7234 | 9.0443 | 9.3265 | 8.8288 | 8.8949 | 8.7976 | 9.305 | 8.7785 | 8.8858 | 8.6928 | 8.3594 | 8.5692 | 8.6913 | 8.7657 | 8.6508 | 8.7326 | 7.5868 | 8.57 | 8.8967 | 8.5073 | 7.9437 | 8.5148 | 7.4026 | 8.7515 | 8.4877 | 8.4885 | 8.717 | 8.8645 | 8.9766 | 8.9061 | 9.1409 | 15.1837 | 10.3484 | 8.9582 | 9.0535 | 9.0832 | 9.1775 | 9 | 8.4207 | 9.1931 | 9.0153 | 9.1685 | 8.9234 | 9.0374 | 9.1358 | 9.2045 | 8.6696 | 8.7697 | 8.7213
1952 |  | 8.5698 | 9.5167 | 8.8207 | 8.6816 | 8.69 | 9.0725 | 8.7829 | 8.8983 | 9.1846 | 9.305 | 8.7785 | 8.9598 | 8.6946 | 8.3594 | 8.5692 | 8.6906 | 8.6701 | 8.6588 | 8.6329 | 8.7791 | 8.145 | 8.8956 | 8.5063 | 7.9259 | 8.5143 | 7.4058 | 8.7503 | 8.4865 | 8.4857 | 8.7158 | 8.8633 | 8.9801 | 8.9059 | 9.1409 | 15.6762 | 11.059 | 8.9573 | 9.0535 | 9.0832 | 9.1784 | 8.9994 | 8.4207 | 9.1931 | 9.0167 | 9.1693 | 8.9232 | 9.0372 | 9.1355 | 9.2049 | 8.6694 | 8.7694 | 8.7218 | 8.6695
1953 |  | 8.6062 | 8.7897 | 8.6816 | 8.7033 | 8.8903 | 8.4881 | 8.5562 | 8.7976 | 8.9193 | 8.7785 | 8.8631 | 8.7678 | 8.3607 | 8.4725 | 8.594 | 8.669 | 8.6595 | 8.6409 | 8.6794 | 8.2695 | 8.8941 | 8.5686 | 7.9087 | 8.5126 | 7.4059 | 8.7491 | 8.4852 | 8.4861 | 8.7156 | 8.8621 | 8.9788 | 8.9044 | 9.1428 | 14.6776 | 11.0586 | 8.9582 | 9.0539 | 9.0832 | 9.1784 | 9 | 8.4124 | 9.1931 | 9.0167 | 9.1685 | 8.9232 | 9.0369 | 9.1355 | 9.2045 | 8.6687 | 8.7692 | 8.7216 | 8.6697 | 8.6856
1954 |  | 8.7638 | 8.7506 | 8.69 | 8.9858 | 8.471 | 8.7429 | 9.1843 | 9.405 | 8.7802 | 8.9598 | 8.7678 | 8.4344 | 8.5705 | 8.6906 | 8.669 | 8.6588 | 8.6426 | 8.6874 | 8.7193 | 8.8935 | 8.5059 | 8.4648 | 7.5299 | 8.3393 | 8.6222 | 8.484 | 8.4849 | 8.7134 | 8.8629 | 8.9776 | 8.9032 | 9.1409 | 14.7135 | 11.2483 | 10.7984 | 9.0535 | 9.0836 | 9.1784 | 9 | 8.4207 | 9.1939 | 9.0167 | 9.1685 | 8.9227 | 9.0361 | 9.1355 | 9.2045 | 8.6689 | 8.7699 | 8.7213 | 8.6694 | 8.6858 | 8.4486
1955 |  | 8.7249 | 8.759 | 8.9725 | 8.4748 | 8.7409 | 9.1843 | 9.305 | 9.2618 | 8.9608 | 8.8645 | 8.5311 | 8.7409 | 8.788 | 8.7657 | 8.7554 | 8.7376 | 8.7852 | 8.824 | 8.8905 | 9.1163 | 9.1412 | 8.8404 | 7.461 | 8.7467 | 8.4829 | 8.4837 | 8.7122 | 8.8597 | 8.9718 | 8.902 | 9.1409 | 15.1175 | 10.6978 | 8.9582 | 9.0535 | 9.0832 | 9.1775 | 9 | 8.4207 | 9.1931 | 9.0153 | 9.1685 | 9.3744 | 9.4881 | 9.1358 | 9.2045 | 8.6687 | 8.7687 | 8.7203 | 8.6692 | 8.6856 | 8.4494 | 8.3794
1956 |  | 8.7352 | 9.0415 | 8.4748 | 9.4151 | 9.1846 | 9.305 | 9.2618 | 9.0465 | 9.153 | 8.6277 | 8.7409 | 9.0109 | 8.8634 | 8.7554 | 8.8343 | 8.8808 | 8.9215 | 8.9952 | 9.21 | 9.1388 | 8.8399 | 8.6671 | 8.7455 | 8.4816 | 8.4809 | 8.711 | 8.8585 | 8.9752 | 8.9011 | 9.1409 | 15.1193 | 11.0335 | 8.9573 | 9.0535 | 9.0832 | 9.1784 | 8.9994 | 8.4207 | 9.1931 | 9.0167 | 9.1693 | 9.3744 | 9.4881 | 9.1355 | 9.2049 | 8.6684 | 8.7685 | 8.7209 | 8.6686 | 8.6853 | 8.4492 | 8.3778 | 8.1693
1957 |  | 9.0189 | 9.429 | 9.4205 | 9.6565 | 9.3059 | 9.1618 | 9.0465 | 9.1511 | 8.6291 | 8.9275 | 8.949 | 8.9374 | 8.8528 | 8.8343 | 8.8808 | 8.9207 | 8.9947 | 9.218 | 9.2325 | 8.8383 | 8.6673 | 8.7444 | 8.4804 | 8.4813 | 8.7108 | 8.8573 | 8.974 | 8.8996 | 9.3928 | 15.6356 | 10.8379 | 8.9582 | 9.0539 | 9.0832 | 9.1784 | 9 | 8.4124 | 9.1931 | 9.0167 | 9.1685 | 9.3747 | 9.4881 | 9.1355 | 9.2045 | 8.6677 | 8.7683 | 8.7206 | 8.6687 | 8.6847 | 8.4489 | 8.3776 | 8.1716 | 8.3886
1958 |  | 8.5162 | 8.7119 | 9.0843 | 9.305 | 9.1635 | 9.0465 | 8.8645 | 8.5311 | 8.7422 | 8.8623 | 8.8407 | 8.8304 | 8.7393 | 8.7841 | 8.824 | 8.8985 | 9.2193 | 9.2405 | 8.8353 | 8.665 | 8.7444 | 8.4794 | 8.4801 | 8.7086 | 8.8581 | 8.9728 | 8.8984 | 9.3409 | 14.6084 | 10.3196 | 10.2611 | 9.0535 | 9.0836 | 9.1784 | 9 | 8.4207 | 9.1939 | 9.0167 | 9.1685 | 9.3744 | 9.4875 | 9.1355 | 9.2045 | 8.668 | 8.7689 | 8.7204 | 8.6685 | 8.6848 | 8.4477 | 8.3774 | 8.1713 | 8.3889 | 9.0357
1959 |  | 8.6861 | 9.1533 | 9.305 | 8.8751 | 9.0475 | 8.7678 | 8.5311 | 8.7409 | 8.7663 | 8.744 | 8.7338 | 8.7159 | 8.7852 | 8.824 | 8.8985 | 9.1213 | 9.1452 | 8.8433 | 8.662 | 8.7423 | 8.4784 | 8.479 | 8.7074 | 8.8549 | 8.9669 | 8.8972 | 9.3409 | 14.4637 | 10.7467 | 8.9582 | 9.0535 | 9.0832 | 9.1775 | 9 | 8.4207 | 9.1931 | 9.0153 | 9.1685 | 9.3744 | 9.4881 | 9.1358 | 9.2045 | 9.1197 | 8.7678 | 8.7193 | 8.6682 | 8.6846 | 8.4484 | 8.3784 | 8.1711 | 8.3887 | 9.036 | 8.8586
1960 |  | 9.1298 | 9.374 | 9.1618 | 9.0465 | 9.153 | 8.5311 | 8.7409 | 8.8623 | 8.9384 | 8.8304 | 8.8126 | 8.9558 | 8.8249 | 8.9952 | 9.218 | 9.2405 | 8.9405 | 8.7667 | 8.7393 | 8.4772 | 8.4763 | 8.7063 | 8.8537 | 8.9704 | 8.8963 | 9.3409 | 15.7788 | 10.3175 | 11.0521 | 9.0535 | 9.0832 | 9.1784 | 8.9994 | 8.4207 | 9.1931 | 9.0167 | 9.1693 | 9.3744 | 9.4881 | 9.1355 | 9.2049 | 8.6672 | 8.7675 | 8.7199 | 8.6676 | 8.6844 | 8.4482 | 8.3769 | 8.1684 | 8.3884 | 9.0357 | 8.859 | 8.8716
1961 |  | 9.2512 | 9.2308 | 8.9465 | 9.1511 | 8.6291 | 8.9275 | 8.949 | 8.9374 | 8.9278 | 8.9093 | 8.9558 | 8.9957 | 8.9947 | 9.218 | 9.2405 | 8.94 | 8.7679 | 8.7473 | 8.4742 | 8.4768 | 8.7062 | 8.8526 | 8.9692 | 8.8948 | 9.9129 | 16.3434 | 10.6963 | 10.6203 | 9.0539 | 9.0832 | 9.1784 | 9 | 8.4124 | 9.1931 | 9.0167 | 9.1685 | 9.3747 | 9.4881 | 9.1355 | 9.2045 | 9.1192 | 8.767 | 8.7197 | 8.6677 | 8.6837 | 8.448 | 8.3766 | 8.1706 | 8.3876 | 9.0355 | 8.8588 | 8.87 | 8.8155
1962 |  | 9.2087 | 9.0155 | 9.0511 | 8.7144 | 8.9288 | 8.949 | 9.2316 | 9.2692 | 9.2516 | 8.9558 | 8.9957 | 9.0702 | 9.56 | 9.2405 | 8.94 | 8.7667 | 8.8451 | 8.5789 | 8.9572 | 8.7041 | 8.8535 | 8.9682 | 8.8936 | 10.9753 | 16.3945 | 11.0282 | 10.8349 | 9.0535 | 9.0836 | 9.1784 | 9 | 8.4207 | 9.1939 | 9.0167 | 9.1685 | 9.3744 | 9.4875 | 9.1355 | 9.2045 | 9.1197 | 8.7674 | 8.7192 | 8.6675 | 8.6839 | 8.4467 | 8.3764 | 8.1704 | 8.3879 | 9.0348 | 8.8586 | 8.8698 | 8.8141 | 9.4125
1963 |  | 8.9927 | 9.1201 | 8.7144 | 8.9275 | 8.9497 | 9.1484 | 9.2717 | 9.2498 | 9.2975 | 8.9957 | 9.0702 | 9.293 | 9.2418 | 8.94 | 8.7667 | 8.7473 | 8.4823 | 8.5785 | 9.2845 | 8.8505 | 8.9624 | 8.8925 | 9.794 | 16.376 | 11.065 | 8.9582 | 9.0535 | 9.0832 | 9.1775 | 9 | 8.4207 | 9.1931 | 9.0153 | 9.1685 | 9.3744 | 9.4881 | 9.1358 | 9.2045 | 9.1197 | 9.2195 | 8.7178 | 8.667 | 8.6837 | 8.4475 | 8.3775 | 8.1701 | 8.3877 | 9.035 | 8.8576 | 8.8695 | 8.8138 | 9.4152 | 8.8141
1964 |  | 9.0982 | 8.7834 | 8.9275 | 8.949 | 9.1251 | 8.9553 | 9.2593 | 9.2962 | 8.9965 | 9.0702 | 9.5337 | 9.5562 | 9.7144 | 9.469 | 8.844 | 8.5789 | 8.8136 | 9.3425 | 9.3692 | 8.966 | 9.363 | 10.505 | 16.3982 | 11.2287 | 8.9573 | 9.0535 | 9.0832 | 9.1784 | 8.9994 | 8.4207 | 9.1931 | 9.0167 | 9.1693 | 9.3744 | 9.4881 | 9.1355 | 9.2049 | 9.1197 | 9.2195 | 8.7181 | 8.6661 | 8.6831 | 8.4473 | 8.3759 | 8.1674 | 8.3875 | 9.0348 | 8.8581 | 8.8706 | 8.8136 | 9.4152 | 8.8157 | 13.2801
1965 |  | 8.661 | 9.6818 | 8.849 | 9.124 | 8.9145 | 9.1319 | 9.3 | 9.3362 | 9.4104 | 9.5337 | 9.5562 | 9.4016 | 9.8092 | 8.844 | 8.8656 | 8.7652 | 9.2435 | 9.1888 | 9.4964 | 9.4127 | 11.8692 | 16.4374 | 10.83 | 10.2536 | 9.0539 | 9.0832 | 9.1784 | 9 | 8.4124 | 9.1931 | 9.0167 | 9.1685 | 9.3747 | 9.4881 | 9.1355 | 9.2045 | 9.1192 | 9.2195 | 8.7176 | 8.666 | 8.6822 | 8.4467 | 8.3757 | 8.1697 | 8.3867 | 9.0345 | 8.8578 | 8.869 | 8.8146 | 9.4152 | 8.8157 | 13.1172 | 11.059
1966 |  | 8.8741 | 8.918 | 9.024 | 8.9138 | 9.153 | 9.2994 | 8.9957 | 9.0702 | 9.6349 | 9.3155 | 9.4016 | 8.8417 | 8.8451 | 8.5789 | 8.7652 | 9.1925 | 9.1161 | 9.3784 | 9.4207 | 10.5579 | 16.4889 | 11.1953 | 8.9582 | 9.0535 | 9.0836 | 9.1784 | 9 | 8.4207 | 9.1939 | 9.0167 | 9.1685 | 9.3744 | 9.4875 | 9.1355 | 9.2045 | 9.1197 | 9.2204 | 9.1716 | 8.6654 | 8.6821 | 8.4452 | 8.3752 | 8.1694 | 8.387 | 9.0338 | 8.8576 | 8.8688 | 8.8131 | 9.4125 | 8.8157 | 13.5205 | 11.3666 | 8.7601
1967 |  | 8.8949 | 9.093 | 8.9138 | 8.8959 | 9.2931 | 9.3365 | 9.4109 | 9.6337 | 9.6575 | 9.4016 | 9.5283 | 8.919 | 9.1528 | 8.8152 | 9.0925 | 9.0388 | 9.1997 | 9.2287 | 11.4746 | 16.4895 | 11.0617 | 10.4029 | 9.0535 | 9.0832 | 9.1775 | 9 | 8.4207 | 9.1931 | 9.0153 | 9.1685 | 9.3744 | 9.4881 | 9.1358 | 9.2045 | 9.1197 | 9.2195 | 9.1708 | 8.6649 | 8.6816 | 8.4457 | 8.3759 | 8.1689 | 8.3867 | 9.034 | 8.8566 | 8.8686 | 8.8129 | 9.4152 | 8.8141 | 13.2511 | 10.7985 | 8.7606 | 12.4313
1968 |  | 9.0703 | 8.9828 | 8.8959 | 8.9424 | 9.3356 | 9.4109 | 9.6337 | 9.6562 | 9.5022 | 9.5283 | 9.3056 | 8.9406 | 9.0402 | 9.1425 | 9.0388 | 9.0544 | 9.129 | 13.3639 | 16.4986 | 10.8275 | 10.2497 | 9.0535 | 9.0832 | 9.1784 | 8.9994 | 8.4207 | 9.1931 | 9.0167 | 9.1693 | 9.3744 | 9.4881 | 9.1355 | 9.2049 | 9.1197 | 9.2195 | 9.1716 | 8.664 | 8.6811 | 8.4452 | 8.3741 | 8.1659 | 8.3862 | 9.0338 | 8.8571 | 8.8697 | 8.8126 | 9.4152 | 8.8157 | 13.6138 | 11.2685 | 8.7606 | 11.9866 | 16.3712
1969 |  | 8.9597 | 8.9649 | 8.9424 | 9.1823 | 9.3 | 9.637 | 9.6561 | 9.5016 | 9.6296 | 9.3056 | 8.8406 | 8.7402 | 9.47 | 9.0888 | 9.0544 | 9.1401 | 14.0339 | 16.5275 | 11.2261 | 8.9582 | 9.0539 | 9.0832 | 9.1784 | 9 | 8.4124 | 9.1931 | 9.0167 | 9.1685 | 9.3747 | 9.4881 | 9.1355 | 9.2045 | 9.1192 | 9.2195 | 9.1716 | 9.1194 | 8.6801 | 8.4447 | 8.3736 | 8.1679 | 8.3852 | 9.0333 | 8.8569 | 8.8681 | 8.8136 | 9.4152 | 8.8157 | 14.0091 | 11.306 | 8.7606 | 11.9947 | 16.3679 | 11.9625
1970 |  | 8.9428 | 9.0114 | 9.1823 | 9.1568 | 9.4306 | 9.6623 | 9.5016 | 9.6283 | 9.3067 | 8.8406 | 8.7402 | 9.1675 | 9.3174 | 9.1941 | 9.2377 | 13.4277 | 16.5822 | 11.2346 | 9.2235 | 9.0535 | 9.0836 | 9.1784 | 9 | 8.4207 | 9.1939 | 9.0167 | 9.1685 | 9.3744 | 9.4875 | 9.1355 | 9.2045 | 9.1196 | 9.2204 | 9.1716 | 9.1194 | 8.68 | 8.4431 | 8.3731 | 8.1674 | 8.3852 | 9.0323 | 8.8564 | 8.8679 | 8.8121 | 9.4125 | 8.8157 | 14.1419 | 11.3658 | 8.7601 | 11.9723 | 16.3846 | 11.9604 | 13.3783
1971 |  | 8.9887 | 9.1513 | 9.1568 | 9.2797 | 9.5561 | 9.4016 | 9.6283 | 9.3056 | 8.9406 | 8.7402 | 9.1675 | 9.0138 | 9.6062 | 9.2849 | 13.0343 | 16.5607 | 11.2501 | 9.2315 | 9.3188 | 9.0832 | 9.1775 | 9 | 8.4207 | 9.1931 | 9.0153 | 9.1685 | 9.3744 | 9.4881 | 9.1358 | 9.2045 | 9.1196 | 9.2195 | 9.1708 | 9.1194 | 8.6795 | 8.4436 | 8.3739 | 8.1668 | 8.3847 | 9.0322 | 8.8551 | 8.8673 | 8.8119 | 9.4152 | 8.8141 | 14.2806 | 11.0599 | 8.7606 | 12.292 | 16.3956 | 11.9599 | 13.3742 | 11.2037
1972 |  | 9.1284 | 9.2258 | 9.2797 | 9.3022 | 9.4022 | 9.6283 | 9.3056 | 8.9406 | 8.8386 | 9.1675 | 9.0138 | 9.2296 | 9.6142 | 12.8346 | 16.5752 | 11.2401 | 9.2305 | 9.3268 | 9.3485 | 9.1784 | 8.9994 | 8.4207 | 9.1931 | 9.0167 | 9.1693 | 9.3744 | 9.4881 | 9.1355 | 9.2049 | 9.1196 | 9.2195 | 9.1716 | 9.1191 | 8.679 | 8.4431 | 8.3721 | 8.1638 | 8.3842 | 9.0317 | 8.8553 | 9.3211 | 8.8114 | 9.4152 | 8.8157 | 14.0357 | 10.5431 | 8.7606 | 12.7186 | 16.4176 | 12.0834 | 13.3025 | 10.8731 | 10.3279
1973 |  | 9.2016 | 9.3487 | 9.3022 | 9.4016 | 9.6296 | 9.3056 | 8.9406 | 8.8402 | 9.1685 | 9.0138 | 9.1294 | 9.2943 | 14.5329 | 16.5989 | 11.2429 | 9.2315 | 9.3271 | 9.3565 | 9.4436 | 9 | 8.4124 | 9.1931 | 9.0167 | 9.1685 | 9.3747 | 9.4881 | 9.1355 | 9.2045 | 9.1192 | 9.2195 | 9.1716 | 9.1194 | 8.6781 | 8.4426 | 8.3715 | 8.1658 | 8.3831 | 9.0312 | 8.8548 | 9.3198 | 8.8121 | 9.4152 | 8.8157 | 14.1948 | 11.403 | 8.7606 | 12.0054 | 16.4216 | 12.0085 | 13.4012 | 10.6683 | 8.7977 | 9.2375
1974 |  | 9.3262 | 9.3712 | 9.4016 | 9.6283 | 8.9201 | 8.6539 | 8.8402 | 9.1675 | 9.1158 | 9.0294 | 9.1085 | 12.1184 | 16.6432 | 10.7091 | 9.4826 | 9.3268 | 9.3569 | 9.4516 | 9.2653 | 8.4207 | 9.1939 | 9.0167 | 9.1685 | 9.3744 | 9.4875 | 9.1355 | 9.2045 | 9.1197 | 9.2204 | 9.1716 | 9.1194 | 9.1356 | 8.4411 | 8.371 | 8.1653 | 8.3831 | 9.0302 | 8.8543 | 9.3198 | 8.8104 | 9.4125 | 8.8157 | 14.0392 | 11.0592 | 8.7601 | 12.3618 | 16.4428 | 12.0019 | 13.4243 | 10.2704 | 8.7977 | 9.2394 | 8.8787
1975 |  | 9.3487 | 9.4706 | 9.6283 | 9.3056 | 8.8406 | 8.7402 | 9.1675 | 9.1138 | 9.1247 | 9.0535 | 12.9139 | 16.6682 | 11.0956 | 9.3155 | 9.3268 | 9.3565 | 9.4508 | 9.2733 | 8.686 | 9.1931 | 9.0153 | 9.1685 | 9.3744 | 9.4881 | 9.1358 | 9.2045 | 9.1197 | 9.2195 | 9.1708 | 9.1194 | 9.1356 | 8.4409 | 8.3718 | 8.1648 | 8.3826 | 9.0302 | 8.8531 | 9.3198 | 8.8098 | 9.4152 | 8.8141 | 14.1027 | 11.059 | 8.7606 | 12.4188 | 16.425 | 12.0087 | 13.4184 | 11.2856 | 8.7977 | 9.2394 | 8.8857 | 9.471
1976 |  | 9.4474 | 9.3943 | 8.919 | 8.6539 | 8.7386 | 9.1675 | 9.0138 | 9.1294 | 9.054 | 12.2142 | 16.6757 | 11.0618 | 9.3413 | 9.3268 | 9.3565 | 9.4516 | 9.2727 | 8.694 | 9.4584 | 9.0167 | 9.1693 | 9.3744 | 9.4881 | 9.1355 | 9.2049 | 9.1196 | 9.2195 | 9.1716 | 9.1191 | 9.1356 | 8.4397 | 8.3693 | 8.1618 | 8.3821 | 9.0297 | 8.8533 | 9.3211 | 8.8093 | 9.4152 | 8.8157 | 14.2416 | 10.8958 | 8.7606 | 12.573 | 16.4551 | 12.0203 | 13.4249 | 10.8024 | 8.7957 | 9.2394 | 8.8857 | 10.8579 | 12.8181
1977 |  | 9.3748 | 9.2746 | 8.8406 | 8.7402 | 9.1685 | 9.0138 | 9.1294 | 9.2936 | 14.4945 | 16.6971 | 11.2319 | 10.87 | 9.3271 | 9.3565 | 9.4516 | 9.2733 | 8.3784 | 9.4664 | 9.0708 | 9.1685 | 9.3747 | 9.4881 | 9.1355 | 9.2045 | 9.1192 | 9.2195 | 9.1716 | 9.1194 | 8.6732 | 8.4385 | 8.3681 | 8.1631 | 8.381 | 9.0291 | 8.8527 | 9.3198 | 9.2651 | 9.4152 | 8.8157 | 13.9195 | 11.4336 | 8.7606 | 12.1632 | 16.4469 | 12.0422 | 13.4345 | 10.9629 | 10.2151 | 9.2375 | 10.5907 | 9.4703 | 11.3141 | 10.6586
1978 |  | 9.2519 | 8.9096 | 9.5178 | 9.7397 | 9.0158 | 9.1294 | 14.3541 | 15.4517 | 16.7383 | 11.0149 | 10.8729 | 9.4018 | 9.3569 | 9.4516 | 9.2733 | 8.3367 | 9.4672 | 8.9827 | 9.2159 | 9.3744 | 9.4875 | 9.1355 | 9.2045 | 9.2012 | 9.2204 | 9.1716 | 9.1194 | 9.1356 | 8.4362 | 8.3669 | 8.1618 | 8.3804 | 9.0282 | 8.8522 | 9.3198 | 9.2638 | 9.4125 | 8.8157 | 13.9343 | 11.2657 | 8.7601 | 12.408 | 16.4636 | 12.0374 | 13.4568 | 10.8102 | 8.7977 | 9.2394 | 8.8787 | 11.501 | 12.3857 | 10.6579 | 8.8952
1979 |  | 8.8859 | 8.8092 | 9.7451 | 9.0138 | 9.1247 | 14.177 | 15.4527 | 16.7356 | 11.2193 | 11.1781 | 9.4018 | 9.4315 | 9.4508 | 9.2733 | 8.3367 | 9.4664 | 8.8813 | 9.0345 | 9.4324 | 9.5184 | 9.1358 | 9.2045 | 9.3694 | 9.2195 | 9.1708 | 9.1194 | 9.1356 | 8.4361 | 8.367 | 8.1606 | 8.3792 | 9.0274 | 8.851 | 9.3198 | 9.2638 | 9.4152 | 8.8141 | 13.9604 | 11.1866 | 8.7606 | 12.5458 | 16.5091 | 12.044 | 13.4152 | 11.0002 | 8.7977 | 9.2394 | 8.8857 | 10.8579 | 12.8368 | 11.1991 | 8.8942 | 8.6724
1980 |  | 8.7838 | 9.1365 | 9.0138 | 9.1294 | 11.2418 | 15.4929 | 16.7407 | 11.3245 | 10.7378 | 9.4018 | 9.4315 | 9.5266 | 9.2727 | 8.3867 | 9.4664 | 8.7327 | 8.9353 | 9.2404 | 9.7534 | 9.1855 | 9.2549 | 9.3355 | 9.5091 | 9.1716 | 9.1191 | 9.1356 | 8.4349 | 8.3645 | 8.1569 | 8.378 | 9.0262 | 8.8505 | 9.3211 | 9.2638 | 9.4152 | 8.8157 | 14.2799 | 11.3244 | 8.7606 | 12.4244 | 16.5514 | 12.1011 | 13.475 | 10.2689 | 8.7957 | 9.2394 | 8.9592 | 11.0735 | 13.2382 | 10.9738 | 8.8942 | 8.6824 | 9.1581
1981 |  | 9.1137 | 9.0828 | 9.1294 | 9.9259 | 12.8829 | 16.7676 | 10.9583 | 9.7506 | 9.6155 | 9.4315 | 9.5266 | 9.3483 | 8.6857 | 9.4664 | 8.7327 | 8.7845 | 9.1407 | 9.7614 | 9.4008 | 9.2545 | 9.3692 | 9.5695 | 9.2817 | 9.1194 | 9.1352 | 8.4337 | 8.3633 | 8.1582 | 8.3762 | 9.4857 | 8.8493 | 9.3198 | 9.2651 | 9.4152 | 8.8157 | 14.4021 | 11.3987 | 8.7606 | 12.4283 | 16.5453 | 12.1274 | 13.5083 | 10.7664 | 8.7977 | 9.2375 | 8.8857 | 11.4459 | 12.6154 | 10.6576 | 8.8943 | 8.6824 | 9.1577 | 9.0805
1982 |  | 9.061 | 9.1984 | 12.0908 | 15.4988 | 16.8182 | 11.0172 | 9.7313 | 9.6152 | 9.6452 | 9.5266 | 9.3483 | 8.769 | 9.4672 | 8.7827 | 8.7845 | 8.9904 | 9.7608 | 9.4088 | 9.4698 | 9.3696 | 9.4704 | 9.2216 | 9.1651 | 9.1356 | 8.4314 | 8.3621 | 8.157 | 8.3756 | 9.4853 | 9.3088 | 9.3198 | 9.2638 | 9.4125 | 8.8157 | 14.1232 | 11.2204 | 10.6275 | 10.8253 | 16.5578 | 12.136 | 13.5342 | 10.2681 | 8.7977 | 9.2394 | 9.0458 | 10.8564 | 13.4248 | 11.1984 | 8.8952 | 8.6824 | 9.1577 | 9.0814 | 9.4645
1983 |  | 9.1699 | 10.0079 | 14.4299 | 16.7909 | 11.1239 | 9.7035 | 9.6106 | 9.6449 | 9.7392 | 9.3483 | 8.769 | 9.5414 | 8.8313 | 8.8345 | 8.9904 | 9.7614 | 9.409 | 9.4778 | 9.3849 | 9.4695 | 9.2208 | 9.1364 | 9.1356 | 8.4313 | 8.3622 | 8.1558 | 8.8387 | 9.4857 | 9.5081 | 9.3198 | 9.2638 | 9.4152 | 8.8141 | 13.6634 | 11.22 | 8.7606 | 12.7207 | 16.5861 | 12.1577 | 13.5719 | 10.2658 | 8.7977 | 9.2394 | 9.117 | 10.8569 | 13.4561 | 10.6566 | 8.8942 | 8.6724 | 9.1577 | 9.0814 | 9.4669 | 9.2511
1984 |  | 9.0992 | 9.7861 | 12.3338 | 11.0545 | 9.7395 | 9.606 | 9.6403 | 9.74 | 9.5611 | 8.769 | 9.5414 | 8.8077 | 8.9803 | 9.0404 | 9.7614 | 9.4088 | 9.4782 | 9.3929 | 9.4847 | 9.2102 | 9.1191 | 9.1356 | 8.4301 | 8.3597 | 8.1521 | 8.8387 | 9.4857 | 9.5088 | 9.6318 | 9.2638 | 9.4152 | 8.8157 | 13.5137 | 12.7047 | 8.7606 | 11.3102 | 16.6139 | 12.1809 | 13.572 | 10.9628 | 8.7957 | 9.2394 | 8.8857 | 11.32 | 12.8469 | 10.6564 | 8.8942 | 8.6824 | 9.1581 | 9.0814 | 9.4668 | 9.25 | 8.9296
1985 |  | 9.079 | 10.0177 | 9.5864 | 9.5214 | 9.6117 | 9.6357 | 9.5158 | 9.091 | 8.4034 | 9.2791 | 8.8077 | 8.8595 | 9.3672 | 9.7614 | 9.4088 | 9.4778 | 9.3924 | 9.4355 | 9.1796 | 9.1194 | 8.6639 | 8.429 | 8.3585 | 8.1534 | 8.3714 | 9.0202 | 9.5088 | 9.5174 | 9.2651 | 9.4152 | 8.8157 | 13.1144 | 11.3073 | 8.7606 | 12.7008 | 16.6207 | 12.2069 | 13.5875 | 10.7644 | 8.7977 | 9.2375 | 8.8857 | 11.4451 | 12.9807 | 10.9034 | 8.8942 | 8.6824 | 9.1577 | 9.0805 | 9.4669 | 9.2498 | 8.934 | 9.0405
1986 |  | 9.1084 | 9.663 | 9.5268 | 9.6168 | 9.2746 | 9.5694 | 9.1037 | 8.4117 | 9.3799 | 8.7077 | 8.8595 | 9.0654 | 9.4801 | 9.4088 | 9.4778 | 9.1357 | 9.3864 | 9.2376 | 9.1774 | 8.6632 | 8.4269 | 8.3574 | 8.1522 | 8.3707 | 9.0186 | 8.8433 | 9.6527 | 9.2638 | 9.4125 | 8.8157 | 12.0612 | 10.7526 | 10.0651 | 11.8913 | 16.6372 | 12.2 | 13.6158 | 11.3467 | 8.7977 | 9.2394 | 8.8787 | 11.4446 | 12.598 | 11.0658 | 8.8952 | 8.6824 | 9.1577 | 9.0814 | 9.4645 | 9.2496 | 8.9337 | 9.0398 | 8.6864
1987 |  | 9.0525 | 9.2182 | 9.1445 | 9.2579 | 8.8819 | 8.6077 | 8.0284 | 8.8975 | 8.7197 | 8.8728 | 9.0788 | 9.1791 | 8.9468 | 8.9705 | 9.1357 | 9.3355 | 9.1368 | 8.7488 | 8.7569 | 8.4268 | 8.3576 | 8.1511 | 8.3695 | 9.0178 | 8.8414 | 9.6698 | 9.3138 | 9.4652 | 8.8641 | 11.5035 | 11.194 | 8.7606 | 12.9602 | 16.6562 | 12.2286 | 13.6196 | 10.2136 | 8.7977 | 9.2394 | 9.4495 | 11.5365 | 13.0255 | 11.0656 | 8.8943 | 8.6724 | 9.1577 | 9.0814 | 9.4669 | 9.2501 | 8.9335 | 9.0395 | 8.6849 | 9.0329
1988 |  | 9.1935 | 9.2135 | 9.1742 | 8.8827 | 8.7038 | 8.0284 | 8.8975 | 8.721 | 8.8736 | 9.0788 | 9.1791 | 8.8265 | 9.2081 | 9.1857 | 9.2355 | 8.9876 | 8.7484 | 8.6683 | 8.3272 | 8.3553 | 8.1476 | 8.3685 | 9.0166 | 8.8409 | 9.6711 | 9.3138 | 9.4652 | 8.8657 | 11.2767 | 11.056 | 10.5212 | 11.3861 | 16.7037 | 12.2416 | 13.645 | 10.9155 | 8.7957 | 9.2394 | 8.9589 | 11.3182 | 13.2437 | 11.0555 | 8.8943 | 8.6824 | 9.1581 | 9.0814 | 9.4669 | 9.2491 | 8.9286 | 9.0393 | 8.6846 | 9.0337 | 8.9012
1989 |  | 9.1901 | 9.2432 | 9.3634 | 8.7044 | 8.1168 | 9.2841 | 8.721 | 8.8728 | 9.079 | 9.0791 | 8.8265 | 9.5528 | 9.4167 | 9.2855 | 8.9876 | 8.9354 | 8.7645 | 8.4319 | 8.3523 | 8.149 | 8.3669 | 9.0155 | 8.8397 | 9.6698 | 9.3151 | 9.4652 | 8.8657 | 11.6472 | 10.9756 | 8.7606 | 13.2065 | 16.711 | 12.2823 | 13.6639 | 10.4241 | 8.7977 | 9.2375 | 9.4214 | 11.498 | 13.114 | 10.655 | 8.8942 | 8.6824 | 9.1577 | 9.0805 | 9.4669 | 9.2488 | 8.933 | 9.0396 | 8.6844 | 9.0334 | 8.9031 | 8.959
1990 |  | 9.2198 | 9.4354 | 9.091 | 8.3117 | 9.3849 | 8.8077 | 8.8595 | 9.0654 | 9.1785 | 9.4838 | 9.5528 | 9.4679 | 9.3364 | 9.0376 | 8.9354 | 8.7649 | 8.4308 | 8.4569 | 8.2427 | 8.3663 | 9.5353 | 8.8386 | 9.6698 | 9.2958 | 9.4125 | 8.8157 | 12.468 | 10.8559 | 10.0608 | 11.953 | 16.7217 | 12.2841 | 13.6933 | 11.0913 | 8.7977 | 9.2394 | 8.9494 | 11.4591 | 13.1448 | 11.0641 | 8.8952 | 8.6824 | 9.1577 | 9.0814 | 9.4645 | 9.6998 | 8.9328 | 9.0388 | 8.6854 | 9.0332 | 8.9029 | 8.9646 | 9.2429
1991 |  | 9.4137 | 9.16 | 8.3117 | 9.2841 | 8.8063 | 8.8595 | 9.0654 | 10.0498 | 9.6974 | 9.5528 | 9.4679 | 9.5677 | 9.0868 | 8.9854 | 8.8516 | 8.5285 | 8.5949 | 8.636 | 8.8967 | 9.5357 | 9.4286 | 9.6198 | 9.2638 | 9.4152 | 8.8141 | 12.9116 | 11.1811 | 8.7606 | 13.1439 | 16.7291 | 12.2989 | 13.7031 | 10.6787 | 8.7977 | 9.2394 | 9.3357 | 11.2699 | 13.4336 | 10.6535 | 8.8942 | 8.6724 | 9.1577 | 9.0814 | 9.4669 | 9.7006 | 8.9326 | 9.0386 | 8.6839 | 9.0319 | 8.9027 | 8.9644 | 9.2428 | 9.1196
1992 |  | 9.2357 | 8.3807 | 9.2841 | 8.7077 | 8.8603 | 9.9268 | 10.0452 | 9.6971 | 9.7665 | 9.4679 | 9.5677 | 9.0626 | 9.1301 | 8.9016 | 8.5152 | 8.5597 | 8.543 | 8.8586 | 9.5437 | 9.4588 | 9.5711 | 9.3118 | 9.4152 | 8.8157 | 13.718 | 11.2957 | 8.7606 | 13.038 | 16.7643 | 12.3213 | 13.733 | 10.7638 | 8.7957 | 9.2394 | 9.3185 | 11.3984 | 13.3438 | 11.0156 | 8.8943 | 8.6824 | 9.1581 | 9.0814 | 9.4669 | 9.6998 | 8.9277 | 9.0383 | 8.6837 | 9.0327 | 8.9002 | 8.9642 | 9.2425 | 9.1196 | 9.0348
1993 |  | 8.3486 | 9.8384 | 8.7077 | 9.7317 | 9.9325 | 10.0406 | 9.6925 | 9.7661 | 9.6808 | 9.5677 | 9.0626 | 9.0104 | 9.1383 | 8.5652 | 8.5436 | 8.3374 | 8.7189 | 9.5069 | 9.3668 | 9.5698 | 9.3151 | 9.4631 | 8.8157 | 14.9825 | 11.3326 | 8.7606 | 13.0442 | 16.7615 | 12.3563 | 13.734 | 10.1861 | 8.7977 | 10.693 | 8.8857 | 10.8014 | 13.427 | 11.1889 | 8.8943 | 8.6824 | 9.1577 | 9.0805 | 9.4669 | 9.6998 | 8.9321 | 9.0386 | 8.6834 | 9.0325 | 8.9022 | 8.958 | 9.2423 | 9.1194 | 9.0342 | 8.92
1994 |  | 9.3301 | 8.7767 | 8.8595 | 9.0654 | 10.0454 | 9.6879 | 9.7615 | 9.6813 | 9.3114 | 9.0626 | 9.0104 | 8.8266 | 9.0884 | 8.7493 | 8.4913 | 8.7087 | 9.4053 | 9.3748 | 9.5851 | 9.3138 | 9.4625 | 8.8657 | 13.1487 | 10.4524 | 10.593 | 11.9968 | 16.7823 | 12.3463 | 13.7613 | 10.974 | 8.7977 | 9.2394 | 9.2454 | 11.2678 | 13.5254 | 10.6019 | 8.8952 | 8.6824 | 9.1577 | 9.0814 | 9.4645 | 9.6998 | 8.9318 | 9.0379 | 8.6845 | 9.0322 | 8.9019 | 8.9637 | 9.2419 | 9.1191 | 9.034 | 8.9197 | 8.7562
1995 |  | 8.7515 | 9.8137 | 9.943 | 10.0514 | 9.6936 | 9.7569 | 9.6767 | 9.7811 | 9.0618 | 8.9104 | 8.8266 | 8.5902 | 8.9214 | 8.4896 | 8.7102 | 9.3557 | 9.2741 | 9.5931 | 9.5291 | 9.4652 | 8.8641 | 14.4907 | 10.972 | 10.7592 | 11.5145 | 16.7927 | 12.3611 | 13.7591 | 10.925 | 8.7977 | 9.2394 | 9.3451 | 10.776 | 13.8581 | 11.1852 | 8.8943 | 8.6724 | 9.1577 | 9.0814 | 9.4669 | 9.7006 | 8.9313 | 9.0376 | 8.6829 | 9.031 | 8.9017 | 8.9634 | 9.2418 | 9.1186 | 9.0338 | 8.9195 | 8.7564 | 8.7023
1996 |  | 8.9055 | 9.1344 | 10.0568 | 9.6987 | 9.7627 | 9.6721 | 9.3105 | 9.0626 | 9.0101 | 8.8266 | 8.6035 | 8.5319 | 8.2482 | 8.6031 | 9.3604 | 9.2491 | 9.5944 | 9.1931 | 9.6804 | 8.8657 | 12.7645 | 11.7354 | 8.7606 | 12.772 | 16.822 | 12.7099 | 13.4746 | 11.0659 | 8.7957 | 9.2394 | 9.2599 | 11.4353 | 13.4596 | 10.6008 | 8.8942 | 8.6824 | 9.1581 | 9.0814 | 9.4669 | 9.6998 | 8.9262 | 9.0371 | 8.6827 | 9.0317 | 8.8993 | 8.9632 | 9.2416 | 9.1186 | 9.0339 | 8.9193 | 8.7561 | 8.7039 | 8.5874
1997 |  | 9.1109 | 10.1334 | 9.7041 | 9.7677 | 9.677 | 9.3105 | 9.0626 | 9.0104 | 8.8395 | 8.6035 | 8.5319 | 8.3257 | 8.5541 | 9.1517 | 9.2248 | 9.5931 | 9.0311 | 9.6884 | 9.081 | 12.8255 | 10.9681 | 10.054 | 12.2637 | 16.8201 | 12.421 | 13.798 | 10.8855 | 8.7977 | 9.2375 | 9.4724 | 11.372 | 13.4649 | 10.9355 | 8.8943 | 8.6824 | 9.1577 | 9.0805 | 9.4669 | 9.6998 | 8.9303 | 9.0371 | 8.6822 | 9.0315 | 8.9012 | 8.9571 | 9.2413 | 9.1184 | 9.0333 | 8.9191 | 8.7559 | 8.7037 | 8.5887 | 8.5747
1998 |  | 9.2237 | 8.8955 | 8.8955 | 9.2106 | 9.3114 | 9.0626 | 8.8238 | 8.7433 | 8.5058 | 8.4353 | 8.229 | 8.6011 | 9.5558 | 9.2748 | 9.3358 | 8.9798 | 9.6858 | 9.089 | 11.079 | 12.4753 | 8.7601 | 12.2652 | 16.8326 | 12.416 | 13.8209 | 11.0643 | 10.7772 | 9.2394 | 8.8787 | 11.2396 | 12.4656 | 10.8968 | 8.8952 | 8.6824 | 9.1577 | 9.0814 | 9.4645 | 9.6998 | 8.9298 | 9.0361 | 8.6829 | 9.031 | 8.901 | 8.9627 | 9.241 | 9.1182 | 9.033 | 8.9188 | 8.7552 | 8.7035 | 8.5884 | 8.5745 | 8.2816
1999 |  | 8.872 | 8.9645 | 9.1106 | 9.3105 | 8.8751 | 8.7271 | 8.6466 | 8.4102 | 8.4366 | 8.229 | 8.543 | 9.1767 | 9.3191 | 9.3858 | 8.9798 | 9.6884 | 9.0874 | 10.3444 | 11.297 | 10.589 | 11.7241 | 16.8806 | 12.4377 | 13.826 | 11.3462 | 8.7977 | 9.2394 | 9.117 | 11.4079 | 13.5073 | 10.5731 | 8.8942 | 8.6724 | 9.1577 | 9.0814 | 9.4669 | 9.7006 | 9.3838 | 9.0356 | 8.6812 | 9.0294 | 8.9005 | 8.9625 | 9.2408 | 9.1176 | 9.0328 | 8.9185 | 8.7554 | 8.7014 | 8.5882 | 8.5743 | 8.2347 | 8.384
2000 |  | 8.9411 | 9.1796 | 9.3105 | 8.8759 | 8.7267 | 8.6466 | 8.4102 | 8.4353 | 8.2265 | 8.543 | 9.1901 | 9.1998 | 9.5321 | 9.0298 | 9.6884 | 9.089 | 9.3781 | 11.2105 | 9.0259 | 13.1158 | 16.9267 | 12.4765 | 13.8439 | 11.1341 | 8.7957 | 9.2394 | 9.3634 | 11.4321 | 13.4608 | 10.572 | 8.8942 | 8.6824 | 9.1581 | 9.0814 | 9.4669 | 9.6998 | 9.3791 | 9.035 | 8.6806 | 9.03 | 8.8978 | 8.962 | 9.2406 | 9.1177 | 9.0329 | 8.9183 | 8.7552 | 8.703 | 8.5864 | 8.5741 | 8.3453 | 8.3836 | 8.4205
2001 |  | 9.1554 | 9.2795 | 8.9626 | 8.8238 | 8.7428 | 8.4102 | 8.4353 | 8.229 | 8.5291 | 9.0767 | 9.1998 | 9.4108 | 9.3576 | 9.6884 | 9.089 | 11.4063 | 11.2427 | 10.2728 | 12.0241 | 16.9211 | 12.5146 | 13.9099 | 10.6794 | 8.7977 | 9.2375 | 10.7886 | 10.7689 | 13.2836 | 10.5714 | 8.8942 | 8.6824 | 9.1577 | 9.0805 | 9.4669 | 9.6998 | 9.3838 | 9.035 | 8.6801 | 9.0294 | 8.8994 | 8.9556 | 9.2401 | 9.1174 | 9.0323 | 8.9181 | 8.7549 | 8.7027 | 8.5877 | 8.5738 | 8.4713 | 8.3834 | 8.4217 | 8.578
2002 |  | 9.2566 | 9.0316 | 8.9104 | 8.8399 | 8.5058 | 8.5319 | 8.3257 | 8.5297 | 9.1763 | 9.2439 | 9.6681 | 9.6121 | 9.6858 | 9.089 | 12.94 | 11.2086 | 9.0609 | 13.2243 | 16.9401 | 12.5238 | 13.9217 | 11.1498 | 8.7977 | 9.2394 | 9.4952 | 11.6028 | 13.4703 | 10.5699 | 8.8952 | 8.6824 | 9.1577 | 9.0814 | 9.4645 | 9.6998 | 9.3838 | 9.034 | 8.6809 | 9.0289 | 8.8989 | 8.9609 | 9.2395 | 9.1169 | 9.0321 | 8.9178 | 8.7543 | 8.7025 | 8.5875 | 8.5736 | 8.6133 | 8.3831 | 8.4214 | 8.5799 | 8.2392
2003 |  | 9.007 | 8.9794 | 8.8266 | 8.5902 | 8.7782 | 8.6692 | 9.3957 | 10.0474 | 9.8697 | 9.6681 | 9.6121 | 9.7634 | 9.0874 | 15.8525 | 10.9991 | 9.1723 | 13.3803 | 16.9564 | 12.526 | 13.9254 | 10.7654 | 8.7977 | 9.2394 | 9.9315 | 11.4674 | 13.5556 | 10.5688 | 8.8942 | 8.6724 | 9.1577 | 9.0814 | 9.4669 | 9.7006 | 9.3838 | 9.0335 | 8.6791 | 9.0274 | 8.8984 | 8.9604 | 9.2391 | 9.1161 | 9.0316 | 8.9176 | 8.7545 | 8.7004 | 8.5872 | 8.5733 | 8.6124 | 8.3831 | 8.4212 | 8.5797 | 8.2408 | 8.5495
2004 |  | 8.9553 | 8.8956 | 8.5902 | 9.3908 | 8.3099 | 9.3911 | 10.0428 | 9.8704 | 9.8828 | 9.6121 | 9.7634 | 10.7281 | 16.9162 | 11.0029 | 9.1856 | 13.365 | 17.0074 | 12.547 | 13.946 | 10.8797 | 8.7957 | 9.2394 | 9.91 | 11.2337 | 13.8134 | 10.5678 | 8.8942 | 8.6824 | 9.1581 | 9.0814 | 9.4669 | 9.6998 | 9.3791 | 9.4896 | 8.6786 | 9.0279 | 8.8957 | 8.9599 | 9.2385 | 9.1159 | 9.0314 | 8.9171 | 8.7542 | 8.702 | 8.5855 | 8.5731 | 8.6122 | 8.3826 | 8.4195 | 8.5795 | 8.2406 | 8.5492 | 8.8331

## Inputs & Controls
CROSSv1 10:20:48, 10.14.07
Using 1896-2006 Lees Ferry Streamflow Record
|  |  | No Action Alternative |  | Basin States Alternative
| VARIABLES (used in single trace and ISM runs) |  | Scenario 1 | Scenario 2 | Scenario 1 | Scenario 2 |  |  |  | DEFAULT VALUES |  | NA | BSA
| Mean of Colorado R. @ Lees Ferry (before effects of Climate Change, maf/yr) |  | 15 | 15 | 15 | 15 |  |  |  | Mean of Colorado R. @ Lees Ferry (before effects of Climate Change, maf/yr) |  | 15 | 15
| Present Upper Basin Consumptive Use (maf/yr) |  | 4.65 | 4.65 | 4.65 | 4.65 |  |  |  | Present Upper Basin Consumptive Use (maf/yr) |  | 4.65 | 4.65
| Upper Basin Consumptive Use in 2060 (maf/yr) |  | 5.43 | 5.43 | 5.43 | 5.43 |  |  |  | Upper Basin Consumptive Use in 2060 (maf/yr) |  | 5.43 | 5.43
| % Reducing Upper Basin Consumption by for Conservation by 2008 (%) |  | 0% | 0% | 0% | 0% |  |  |  | % Reducing Upper Basin Consumption by for Conservation (%) |  | 0% | 0%
| % Reducing Upper Basin Consumption by for Conservation by 2060 (%) |  | 0% | 0% | 0% | 0% |  |  |  | % Reducing Upper Basin Consumption by for Conservation by 2060 (%) |  | 0% | 0%
| % Reducing Lower Basin Consumption by for Conservation by 2008 (%) |  | 0% | 0% | 0% | 0% |  |  |  | % Reducing Lower Basin Consumption by for Conservation (%) |  | 0% | 0%
| % Reducing Lower Basin Consumption by for Conservation by 2060 (%) |  | 0% | 0% | 0% | 0% |  |  |  | % Reducing Lower Basin Consumption by for Conservation by 2060 (%) |  | 0% | 0%
| UB Flow below which UB shortages occur due to physical constraints |  | 13 | 13 | 13 | 13 |  |  |  | UB Flow below which UB shortages occur due to physical constraints |  | 13 | 13
| % Reduction of UB Consumption if Below Threshold Natural Flow |  | 5% | 5% | 5% | 5% |  |  |  | % Reduction of UB Consumption if Below Threshold Natural Flow |  | 5% | 5%
| Buffering Capacity of Reservoirs Upstream of Lake Powell |  | 5% | 5% | 5% | 5% |  |  |  | Buffering Capacity of Reservoirs Upstream of Lake Powell |  | 5% | 5%
| Beginning elevation of Powell (feet) |  | 3615 | 3615 | 3595 | 3595 |  |  |  | Beginning elevation of Powell (feet) |  | 3595 | 3595
| Beginning elevation of Mead (feet) |  | 1117 | 1117 | 1114 | 1114 |  |  |  | Beginning elevation of Mead (feet) |  | 1114 | 1114
| Protect Powell El (ft) |  | 3370 | 3370 | 3370 | 3370 |  |  |  | Protect Powell El (ft) |  | 3370 | 3370
|  | corresponding storage (maf) | 1.895 | 1.895 | 1.895 | 1.895 |  |  |  |  | corresponding storage (maf) | 1.895 | 1.895
| Protect Mead El 2007-2026 (ft) |  | 1000 | 1000 | 1000 | 1000 | ISM CONTROLS |  |  | Protect Mead El 2007-2026 (ft) |  | 1000 | 1000
|  | corresponding storage (maf) | 6.3666 | 6.3666 | 6.3666 | 6.3666 |  |  |  |  | corresponding storage (maf) | 6.3666 | 6.3666
| Protect Mead El 2027-2117 (ft) |  | 1000 | 1000 | 1000 | 1000 |  |  |  | Protect Mead El 2027-2117 (ft) |  | 1000 | 1000
|  | corresponding storage (maf) | 6.3666 | 6.3666 | 6.3666 | 6.3666 |  |  |  |  | corresponding storage (maf) | 6.3666 | 6.3666
| 70R Elevation |  | 1195 | 1195 | 1195 | 1195 |  |  |  | 70R Elevation |  | 1195 | 1195
| 70R surplus (% of storage over the 70R line that gets released) |  | 50% | 50% | 50% | 50% |  |  |  | 70R surplus (% of storage over the 70R line that gets released) |  | 50% | 50%
| Initial Reduction from Climate Change (% in 2008) |  | 0% | 0% | 0% | 0% |  |  |  | Initial Reduction from Climate Change (% in 2008) |  | 0% | 0%
| Runoff Reduction from Climate Change (% by 2060) |  | 0% | 0% | 0% | 0% |  |  |  | Runoff Reduction from Climate Change (% by 2060) |  | 0% | 0%
| Runoff Reduction from Climate Change (% by 2100) |  | 0% | 0% | 0% | 0% |  |  |  | Runoff Reduction from Climate Change (% by 2100) |  | 0% | 0%
| Lake Powell Pan Evaporation (inches/year) |  | 47.5 | 47.5 | 47.5 | 47.5 | STARTING YEAR FOR SINGLE TRACE RUNS | 1896 |  | Lake Powell Pan Evaporation (inches/year) |  | 47.5 | 47.5
| Lake Mead Pan Evaporation (inches/year) |  | 78 | 78 | 78 | 78 |  | 1999 | Current run starts in: | Lake Mead Pan Evaporation (inches/year) |  | 78 | 78
| Evaporation Rate Increase from Climate Change (% by 2100) |  | 0% | 0% | 0% | 0% |  |  | 1896 | Evaporation Rate Increase from Climate Change (% by 2100) |  | 0% | 0%
starting year for single year runs has to be 1906-1952 for validation due to shorter usbr flow record (1906-2004)
|  |  | No Action Alternative |  | Basin States Alternative
| RESULTS for Single Starting Year Runs |  | Scenario 1 | Scenario 2 | Scenario 1 | Scenario 2
| Average Annual Colorado R. @ Lees Ferry (maf/yr) |  | 15.0036 | 15 | 15.0036 | 15.0036
| Average Annual Colorado R. @ Imperial Dam (maf/yr) |  | 15.8649 | 15.8613 | 16.3169 | 16.3169
| Average Lake Powell Storage (maf) |  | 17.5294 | 18.8982 | 17.2546 | 17.2546
| Average Lake Powell Elevation (ft) |  | 3636 | 3648 | 3634 | 3634
| Average Lake Mead Storage (maf) |  | 15.6681 | 13.9078 | 15.439 | 15.439
| Average Lake Mead Elevation (ft) |  | 1122 | 1104 | 1120 | 1120
| Average Annual Lake Powell Evap. (maf/yr) |  | 0.45752 | 0.48623 | 0.45142 | 0.45142
| Average Annual Lake Mead Evap. (maf/yr) |  | 0.64945 | 0.59445 | 0.64205 | 0.64205
| Total Annual Average Evaporation (maf/yr) |  | 1.107 | 1.0807 | 1.0935 | 1.0935
| Total Upper Basin Shortage (maf) |  | 4.8677 | 9.2162 | 4.8677 | 4.8677
| % of Years with an Upper Basin Shortage (%) |  | 33.33% | 33.33% | 33.33% | 33.33%
| Average Annual Glen Canyon Release (maf/yr) |  | 9.4228 | 9.4126 | 9.4078 | 9.4078
| Minimum 10 Year Glen Canyon Release |  | 82.3 | 82.3 | 82.3 | 82.3
| Total Lower Basin Shortage (maf) |  | 67.7973 | 62.3686 | 38.2772 | 38.2772
| % of Years with Lower Basin Shortage (% < 9.5 maf/yr) |  | 59.46% | 66.67% | 56.76% | 56.76%
| % of Years with Lower Basin Surplus (% > 9.5maf/yr) |  | 27.03% | 33.33% | 18.02% | 18.02%
| Total Hoover Flood Release (maf) |  | 13.2321 | 5.9318 | 12.4643 | 12.4643
| Average Annual Glen Canyon Dam Power Production (GWh/yr) |  | 4257.5519 | 4357.0086 | 4229.1349 | 4229.1349
| Average Annual Hoover Dam Power Production (GWh/yr) |  | 3184.6717 | 2798.2141 | 3166.7826 | 3166.7826
| Total Hydropower Production (GWh/yr) |  | 7442.2235 | 7155.2227 | 7395.9175 | 7395.9175
Note on B6: Niklas: do we want this mean of colo at imperial of mean of colo at lees ferry. Need to change valus on 'streamflow' page that colum 7 gets divided by accordingly.
Note on B26: Niklas: see assumptions page cell __ for details on the application of cc factor
Note on B27: Niklas: see assumptions page cell __ for details on the application of cc factor
Note on B31: Niklas: see assumptions page cell __ for details on the application of evaporation cc factor
Note on E20: El 1083 = Bottom of Power Pool El 1050 = Upper Intake for SNWA Water Supply El 1000 = Lower Intake for SNWA Water Supply El 895 = Top of Dead Pool
Note on E22: El 1083 = Bottom of Power Pool El 1050 = Upper Intake for SNWA Water Supply El 1000 = Lower Intake for SNWA Water Supply El 895 = Top of Dead Pool
Note on F20: El 1083 = Bottom of Power Pool El 1050 = Upper Intake for SNWA Water Supply El 1000 = Lower Intake for SNWA Water Supply El 895 = Top of Dead Pool
Note on F22: El 1083 = Bottom of Power Pool El 1050 = Upper Intake for SNWA Water Supply El 1000 = Lower Intake for SNWA Water Supply El 895 = Top of Dead Pool
Note on G20: El 1083 = Bottom of Power Pool El 1050 = Upper Intake for SNWA Water Supply El 1000 = Lower Intake for SNWA Water Supply El 895 = Top of Dead Pool
Note on G22: El 1083 = Bottom of Power Pool El 1050 = Upper Intake for SNWA Water Supply El 1000 = Lower Intake for SNWA Water Supply El 895 = Top of Dead Pool
Note on H20: El 1083 = Bottom of Power Pool El 1050 = Upper Intake for SNWA Water Supply El 1000 = Lower Intake for SNWA Water Supply El 895 = Top of Dead Pool
Note on H22: El 1083 = Bottom of Power Pool El 1050 = Upper Intake for SNWA Water Supply El 1000 = Lower Intake for SNWA Water Supply El 895 = Top of Dead Pool
Note on S6: Niklas: do we want this mean of colo at imperial of mean of colo at lees ferry. Need to change valus on 'streamflow' page that colum 7 gets divided by accordingly.
Note on S26: Niklas: see assumptions page cell __ for details on the application of cc factor
Note on S27: Niklas: see assumptions page cell __ for details on the application of cc factor
Note on S31: Niklas: see assumptions page cell __ for details on the application of evaporation cc factor
Note on Y20: El 1083 = Bottom of Power Pool El 1050 = Upper Intake for SNWA Water Supply El 1000 = Lower Intake for SNWA Water Supply El 895 = Top of Dead Pool
Note on Y22: El 1083 = Bottom of Power Pool El 1050 = Upper Intake for SNWA Water Supply El 1000 = Lower Intake for SNWA Water Supply El 895 = Top of Dead Pool
Note on Z20: El 1083 = Bottom of Power Pool El 1050 = Upper Intake for SNWA Water Supply El 1000 = Lower Intake for SNWA Water Supply El 895 = Top of Dead Pool
Note on Z22: El 1083 = Bottom of Power Pool El 1050 = Upper Intake for SNWA Water Supply El 1000 = Lower Intake for SNWA Water Supply El 895 = Top of Dead Pool
Update Year
Run ISM for all scenarios
Run ISM for NA1
Run ISM for BSA1
Run ISM for BSA2
Clean datadump sheets
Run ISM for NA2
Reset Default Values
CROSS

## Assumptions
Basin States Alternative 1.5, 3/31/07
Values used by CROSS are updated, but some text may be out of date (contact cross@onthecolorado.org | [13 empty] | Appendix A, page A-2, DEIS
for latest details).
ASSUMPTIONS
1 | Historical natural flow (runoff) from the Upper Basin is the sum of Upper Basin Consumptive Use plus Inflow to Powell
2 | Historical UB Consumptive Use:
|  | 1895-1905 | assumed equal to 1.0 maf per year
|  | 1906-2000 | as reported by USBOR
|  | 2001-2004 | assumed equal to 4.1 maf as reported by USGS
3 | Inflow to Lake Powell:
|  | 1895-1921 | estimates made by E.C. LaRue
|  | 1922-1962 | USGS gage at Lee's Ferry
|  | 1963-2004 | regulated inflow reported by USBOR
Incremental inflow downstream of Lees Ferry and upstream of Imperial Dam
|  | 0.53 | maf
4 | Relationship between pool elevation, storage capacity and surface area for both Lake Powell and Lake Mead obtained
from historical daily operations provided by USBOR from initial filling to current
5 | Evaporation assumed equal to surface area multiplied by:
|  | 47.5 | Lake Powell (inches per year, as reported by USGS for 1990)
|  | 78 | Lake Mead (inches per year)
6 | Forecast of future Upper Basin Consumptive Use is a variable for the models that is changed by input into cell "B117"
within the Worksheet tab "Data." Range of values is 4.1 - 6.0 maf per year.
7 | Forecast of future Upper Basin Natural Flow is assumed to equal historical trace from 1895-2004.
8 | Minimum Objective Release from Powell equal to 8.23 maf
9 | Supplemental Release from Powell equal to difference between Preliminary Release from Mead and 8.23 maf, if storage
is available in Powell
10 | Equalization Release from Powell equal to one-half the difference between storage existing in Mead and Powell when
storage in Powell is greater than storage in Mead
11 | Final Release from Powell is reduced from Preliminary amounts to protect against drawdown of pool below El 3490
corresponding to bottom of power pool and 4.1 maf storage
12 | Sideflow between Lee's Ferry and Lake Powell assumed equal to 0.60 maf when historical data not used.
13 | Minimum Objective Release from Mead is 9.5 maf providing 7.5 maf to Lower Basin States, 1.5 maf to Mexico and
0.5 maf evaporation and channel losses downstream from Hoover Dam
14 | Preliminary Release from Mead is extracted from Lookup Table for Interim Surplus Guidelines based on Mead Pool El
at end of prior year. See Worksheet tab "Interim Surplus Guidelines"
15 | Supplemental Release from Mead is attempted to achieve Minimum Objective Release of 9.5 maf by drawing down
Powell when surplus storage is available
16 | Flood Release from Mead is made in attempt to draw pool down to El 1204 corresponding to the Elevation
for determining Flood Control Surplus under the Interim Surplus Guidelines
17 | Final Release from Mead is reduced from Preliminary amounts to protect against drawdown of pool below El 1083
corresponding to bottom of power pool and 9.89 maf storage
18 | Count of Shortage Years is the sum of years during the 110 year record when either model produces Release from Mead
less than the Minimum Objective Release of 9.5 maf
add 602a documentation for bsa & na
| Bank storage in Lake Powell |  | NO NET LOSS
| 8% |  | *applied in column __ in NA and ___ BSA worksheets
| Bank Storage in Lake Mead |  | NO NET LOSS
| 2% |  | *applied in column __ in NA and ___ BSA worksheets
19 | Amount of extra system water generated in an Intentionally Created Surplus (ICS) year in the BSA scenario (column Z in BSA)
| 0.1 | MAF/YR
bsa full domestic surplus taken as mid point of range proveded in chp 2 of deis
20 | Max Powell Storage in December |  | 21.9 maf of live +1.9 maf of dead
|  | 23.8 | maf
Additional Inflow to LP from reservoirs upstream in year 2008 only. # derived from additional inflow to LP in CRSS output.
|  | 0.3 | maf
Additional Inflow to LP from reservoirs upstream in year 2009 only. # derived from additional inflow to LP in CRSS output.
|  | 0.1 | maf
using Leopold 1896-1905, Prairie 1906-1970, usbr 1970-2006
|  |  | LaRue | Leopold | Prairie
|  | 1896-1922 | 15.3056 | 16.8139
|  | 1906-1922 | 16.2647 | 18.4416 | 18.0426 | [8 empty] | Appendix A, page A-8, DEIS
|  | 1906-1956 |  | 15.4017 | 15.5849
|  | from NaturalFlows2003.xls | Lees Ferry | Mead | Imperial
|  | 1905-2003 mean | 15.0833 | 15.9275 | 16.3663
|  |  |  | 0.84411 | 0.43884
|  | need side channel inflow of (Imperial - Lees Ferry) |  |  | 1.2829
hydropower
| POWELL | power generation above elev 3490, head is water surface elev to penstock elevation of 3140. not sure where the .89 (efficiency?) or 11.81 in hydropower equation come from.
| MEAD | power generation above elev 1050, head is elevation above 650 (taken fron USBR DEIS picture). not sure where the .89 (efficiency?) or 11.81 in hydropower equation come from.
|  | JAN | FEB | MAR | APR | MAY | JUN | JUL | AUG | SEP | OCT | NOV | DEC
| Mead | 1163.0145 | 1162.4482 | 1160.4679 | 1160.5851 | 1165.5551 | 1171.5758 | 1172.1137 | 1171.0158 | 1169.8166 | 1168.6689 | 1167.7873 | 1166.8363
crss elevation in a year when mead goes to 0, run 19, 2060
| 1014.96 | power generation above elev 1050, head is elevation above 650 (taken fron USBR DEIS picture). not sure where the .89 (efficiency?) or 11.81 in hydropower equation come from. JAN: 1009.0875
1014.92
| 1012.08 | power generation above elev 1050, head is elevation above 650 (taken fron USBR DEIS picture). not sure where the .89 (efficiency?) or 11.81 in hydropower equation come from. FEB: 6.3666; power generation above elev 1050, head is elevation above 650 (taken fron USBR DEIS picture). not sure where the .89 (efficiency?) or 11.81 in hydropower equation come from. MAR: 1000
| 1007.84 | power generation above elev 1050, head is elevation above 650 (taken fron USBR DEIS picture). not sure where the .89 (efficiency?) or 11.81 in hydropower equation come from. FEB: 6.8728; power generation above elev 1050, head is elevation above 650 (taken fron USBR DEIS picture). not sure where the .89 (efficiency?) or 11.81 in hydropower equation come from. MAR: 1009
| 1004.41 | power generation above elev 1050, head is elevation above 650 (taken fron USBR DEIS picture). not sure where the .89 (efficiency?) or 11.81 in hydropower equation come from. FEB: 0.50618
1000.88
1000.9
1004.01
1005.94
1011.91
1013.19
1018.01

## ISM Results
Build your ISM plots here

## NA1
[37 empty] | GC Hydropower Production |  |  |  | MEAD Hydropower Production | [16 empty] | RESULTS FOR ISM
|  | UPPER BASIN | UPPER BASIN | UB | ACTUAL UB | INFLOW TO | POWELL | MIN | SUPPLEMENTAL | PROTECT | EQUALIZATION | FLOOD | FINAL POWELL | 10 year avg | CHANGE IN | POWELL | POWELL | FLOW AT | L.F. - HVR | MEAD | LEVEL 1 | PRELIM MEAD | MIN POOL | 70R | 70R | FLOOD | HVR - IMP | FINAL MEAD | CHANGE IN | MEAD | MEAD | 10 YR AVG | 10 YR AVG | UB | LB | LB | Avg Head, ft | Avg Power | Avg Power | Generation | Avg Head, ft | Avg Power | Avg Power | Generation | H20 Bal |  | Natural | 10 YEAR | UB | UB | INFLOW | GC | 10 YEAR | MEAD | POWELL | MEAD | POWELL | MEAD | POWELL | MEAD | UB | LB | LB | <1075 | <1050 | <1025 | MEAD | MEAD | GC Gen | MEAD GEN
FCY | CY | NAT FLOW | DEMAND | SHORTFALL | USE | POWELL | EVAP | RELEASE | REL FOR 82.3/10 | POWELL POOL | RELEASE | RELEASE | RELEASE | pow rel | STORAGE | STORAGE | POOL | LEES FERRY | INTVN IN | EVAP | SHRTG ELEV | RELEASE | PROTECT | Elevation | Release | RELEASE | INTVN IN | OUT | STORAGE | STORAGE | POOL | UB NAT FLOW | POWELL REL | Shortage | SHORT | SURPLUS | (ft) | Release (cfs) | Prod (kW) | (GWh/yr) | (ft) | Release (cfs) | Prod (kW) | (GWh/yr) | Check | FCY | FLOW | Natural | DEMAND | USE | TO LP | RELEASE | GC REL | RELEASE | STORAGE | STORAGE | EVAP | EVAP | ELEVATION | ELEVATION | Shortage | SHORT | SURPLUS | T/F | T/F | T/F | LVL 1 SHT | LVL 2 SHT | (GWh/yr) | (GWh/yr)
2007 |  |  | 4.65 |  |  |  |  | 0 | [7 empty] | 15.1352 | 3615 | [12 empty] | 15.1041 | 1117 | [23 empty] | 0 | 0
2008 | 1896 | 10.4362 | 4.54 | 0.12819 | 4.4118 | 6.2527 | 0.40894 | 8.23 | 0 | 0 | 0 | 0 | 8.23 | 8.23 | -2.1953 | 12.9399 | 3592 | 8.23 | 0.859 | 0.62471 | 1079 | 10 | 0 | 1195 | 0 | 0 | 0.45009 | 9.5499 | -1.0639 | 14.0402 | 1105 |  |  | 0.12819 | 0 | 0 | 463.5 | 11367.9224 | 397073.5392 | 3478.3642 | 461 | 12818.1341 | 445313.4846 | 3900.9461 | 2.2204e-15 | 2008 | 11.7453 |  | 4.54 | 4.4118 | 6.2527 | 8.23 |  | 9.5499 | 12.9399 | 14.0402 | 0.40894 | 0.62471 | 3592 | 1105 | 0.12819 | 0 | 0 |  |  |  | 0.45009 | 0 | 3478.3642 | 3900.9461
2009 | 1897 | 18.1932 | 4.57 | 0 | 4.57 | 13.4637 | 0.36224 | 8.23 | 0 | 0 | 0 | 0 | 8.23 | 8.23 | 4.4818 | 17.4216 | 3635 | 8.23 | 0.859 | 0.59425 | 1082 | 10 | 0 | 1195 | 0 | 0 | 0.45009 | 9.5499 | -1.0341 | 13.0061 | 1094 |  |  | 0 | 0 | 0 | 473.5 | 11367.9224 | 405640.3901 | 3553.4098 | 449.5 | 12818.1341 | 434204.7968 | 3803.634 | -3.5527e-15 | 2009 | 19.5023 |  | 4.57 | 4.57 | 13.4637 | 8.23 |  | 9.5499 | 17.4216 | 13.0061 | 0.36224 | 0.59425 | 3635 | 1094 | 0 | 0 | 0 |  |  |  | 0.45009 | 0 | 3553.4098 | 3803.634
2010 | 1898 | 13.8796 | 4.68 | 0 | 4.68 | 9.2558 | 0.45538 | 8.23 | 0 | 0 | 0 | 0 | 8.23 | 8.23 | 0.52478 | 17.9464 | 3640 | 8.23 | 0.859 | 0.56666 | 1083 | 10 | 0 | 1195 | 0 | 0 | 0.45009 | 9.5499 | -1.007 | 11.9991 | 1082 |  |  | 0 | 0 | 0 | 497.5 | 11367.9224 | 426200.8323 | 3733.5193 | 438 | 12818.1341 | 423096.109 | 3706.3219 | 1.7764e-15 | 2010 | 15.1887 |  | 4.68 | 4.68 | 9.2558 | 8.23 |  | 9.5499 | 17.9464 | 11.9991 | 0.45538 | 0.56666 | 3640 | 1082 | 0 | 0 | 0 |  |  |  | 0.45009 | 0 | 3733.5193 | 3706.3219
2011 | 1899 | 15.9482 | 4.695 | 0 | 4.695 | 11.206 | 0.46738 | 8.23 | 0 | 0 | 1.7884 | 0 | 10.0184 | 8.6771 | 0.66263 | 18.609 | 3645 | 10.0184 | 0.859 | 0.53898 | 1084 | 9.5 | 0 | 1195 | 0 | 0 | 0.45009 | 9.0499 | 1.2627 | 13.2618 | 1097 |  |  | 0 | 0.95009 | 0 | 502.5 | 13838.1445 | 524027.4501 | 4590.4805 | 439.5 | 12127.4949 | 401670.6395 | 3518.6348 | -1.8041e-16 | 2011 | 17.2573 |  | 4.695 | 4.695 | 11.206 | 10.0184 |  | 9.0499 | 18.609 | 13.2618 | 0.46738 | 0.53898 | 3645 | 1097 | 0 | 0.95009 | 0 |  |  |  | 0.5 | 0.45009 | 4590.4805 | 3518.6348
2012 | 1900 | 13.2898 | 4.71 | 0 | 4.71 | 8.6655 | 0.48009 | 8.23 | 0 | 0 | 0 | 0 | 8.23 | 8.5877 | -0.040989 | 18.5681 | 3645 | 8.23 | 0.859 | 0.57411 | 1085 | 10 | 0 | 1195 | 0 | 0 | 0.45009 | 9.5499 | -1.0143 | 12.2475 | 1085 |  |  | 0 | 0 | 0 | 505 | 11367.9224 | 432625.9705 | 3789.8035 | 441 | 12818.1341 | 425994.0276 | 3731.7077 | -9.7145e-16 | 2012 | 14.5989 |  | 4.71 | 4.71 | 8.6655 | 8.23 |  | 9.5499 | 18.5681 | 12.2475 | 0.48009 | 0.57411 | 3645 | 1085 | 0 | 0 | 0 |  |  |  | 0.45009 | 0 | 3789.8035 | 3731.7077
2013 | 1901 | 13.6455 | 4.725 | 0 | 4.725 | 8.9884 | 0.48009 | 8.23 | 0 | 0 | 0 | 0 | 8.23 | 8.5281 | 0.25605 | 18.8241 | 3647 | 8.23 | 0.859 | 0.54563 | 1086 | 9.5 | 0 | 1195 | 0 | 0 | 0.45009 | 9.0499 | -0.49641 | 11.7511 | 1079 |  |  | 0 | 0.95009 | 0 | 506 | 11367.9224 | 433482.6556 | 3797.3081 | 432 | 12127.4949 | 394816.1918 | 3458.5898 | -1.0686e-15 | 2013 | 14.9546 |  | 4.725 | 4.725 | 8.9884 | 8.23 |  | 9.0499 | 18.8241 | 11.7511 | 0.48009 | 0.54563 | 3647 | 1079 | 0 | 0.95009 | 0 |  |  |  | 0.5 | 0.45009 | 3797.3081 | 3458.5898
2014 | 1902 | 9.4369 | 4.74 | 0.17815 | 4.5618 | 5.1534 | 0.48517 | 8.23 | 0 | 0 | 0 | 0 | 8.23 | 8.4855 | -3.2768 | 15.5473 | 3618 | 8.23 | 0.859 | 0.53223 | 1086 | 9.5 | 0 | 1195 | 0 | 0 | 0.45009 | 9.0499 | -0.48327 | 11.2678 | 1073 |  |  | 0.17815 | 0.95009 | 0 | 492.5 | 11367.9224 | 421917.4068 | 3695.9965 | 426 | 12127.4949 | 389332.6336 | 3410.5539 | -2.1094e-15 | 2014 | 10.746 |  | 4.74 | 4.5618 | 5.1534 | 8.23 |  | 9.0499 | 15.5473 | 11.2678 | 0.48517 | 0.53223 | 3618 | 1073 | 0.17815 | 0.95009 | 0 |  |  |  | 0.5 | 0.45009 | 3695.9965 | 3410.5539
2015 | 1903 | 14.8762 | 4.755 | 0 | 4.755 | 10.1276 | 0.4152 | 8.23 | 0 | 0 | 0 | 0 | 8.23 | 8.4535 | 1.3638 | 16.9111 | 3631 | 8.23 | 0.859 | 0.51837 | 1087 | 9.5 | 0 | 1195 | 0 | 0 | 0.45009 | 9.0499 | -0.46969 | 10.7981 | 1067 |  |  | 0 | 0.95009 | 0 | 484.5 | 11367.9224 | 415063.9261 | 3635.96 | 420 | 12127.4949 | 383849.0753 | 3362.5179 | -1.9533e-15 | 2015 | 16.1853 |  | 4.755 | 4.755 | 10.1276 | 8.23 |  | 9.0499 | 16.9111 | 10.7981 | 0.4152 | 0.51837 | 3631 | 1067 | 0 | 0.95009 | 0 |  |  |  | 0.5 | 0.45009 | 3635.96 | 3362.5179
2016 | 1904 | 15.7181 | 4.77 | 0 | 4.77 | 10.9124 | 0.44577 | 8.23 | 0 | 0 | 0 | 0 | 8.23 | 8.4287 | 2.0577 | 18.9688 | 3648 | 8.23 | 0.859 | 0.50451 | 1088 | 9.5 | 0 | 1195 | 0 | 0 | 0.45009 | 9.0499 | -0.45611 | 10.342 | 1061 |  |  | 0 | 0.95009 | 0 | 499.5 | 11367.9224 | 427914.2025 | 3748.5284 | 414 | 12127.4949 | 378365.5171 | 3314.4819 | 1.1519e-15 | 2016 | 17.0272 |  | 4.77 | 4.77 | 10.9124 | 8.23 |  | 9.0499 | 18.9688 | 10.342 | 0.44577 | 0.50451 | 3648 | 1061 | 0 | 0.95009 | 0 |  |  |  | 0.5 | 0.45009 | 3748.5284 | 3314.4819
2017 | 1905 | 16.1019 | 4.785 | 0 | 4.785 | 11.262 | 0.48772 | 8.23 | 0 | 0 | 1.5131 | 0 | 9.7431 | 8.5601 | 0.9487 | 19.9175 | 3656 | 9.7431 | 0.859 | 0.49065 | 1090 | 9.5 | 0 | 1195 | 0 | 0 | 0.45009 | 9.0499 | 1.0403 | 11.3823 | 1074 | 14.1526 | 8.5601 | 0 | 0.95009 | 0 | 512 | 13457.9433 | 519264.6558 | 4548.7584 | 417.5 | 12127.4949 | 381564.2594 | 3342.5029 | -4.8017e-15 | 2017 | 17.411 | 15.4617 | 4.785 | 4.785 | 11.262 | 9.7431 | 8.5601 | 9.0499 | 19.9175 | 11.3823 | 0.48772 | 0.49065 | 3656 | 1074 | 0 | 0.95009 | 0 |  |  |  | 0.5 | 0.45009 | 4548.7584 | 3342.5029
2018 | 1906 | 18.2998 | 4.8 | 0 | 4.8 | 13.335 | 0.50806 | 8.23 | 0 | 0 | 4.3478 | 0 | 12.5778 | 8.9949 | 0.22923 | 20.1467 | 3658 | 12.5778 | 0.58069 | 0.52068 | 1091 | 9.5 | 0 | 1195 | 0 | 0 | 0.47218 | 9.0278 | 3.5378 | 14.9201 | 1115 | 14.9389 | 8.9949 | 0 | 0.97218 | 0 | 517 | 17373.4567 | 676888.1144 | 5929.5399 | 444.5 | 12096.9869 | 405218.3308 | 3549.7126 | -1.7764e-15 | 2018 | 19.3527 | 16.2224 | 4.8 | 4.8 | 13.335 | 12.5778 | 8.9949 | 9.0278 | 20.1467 | 14.9201 | 0.50806 | 0.52068 | 3658 | 1115 | 0 | 0.97218 | 0 |  |  |  | 0.5 | 0.47218 | 5929.5399 | 3549.7126
2019 | 1907 | 21.3336 | 4.815 | 0 | 4.815 | 16.2021 | 0.51314 | 8.23 | 0 | 0 | 7.0174 | 0 | 15.2474 | 9.6967 | 0.40626 | 20.553 | 3661 | 15.2474 | 1.0405 | 0.61964 | 1093 | 10 | 0 | 1195 | 0 | 0 | 0.70927 | 9.2907 | 6.2499 | 21.17 | 1172 | 15.253 | 9.6967 | 0 | 0 | 0 | 519.5 | 21060.8522 | 824520.7708 | 7222.802 | 493.5 | 12460.1466 | 463394.0137 | 4059.3316 | 0 | 2019 | 23.0833 | 16.5805 | 4.815 | 4.815 | 16.2021 | 15.2474 | 9.6967 | 9.2907 | 20.553 | 21.17 | 0.51314 | 0.61964 | 3661 | 1172 | 0 | 0 | 0 |  |  |  | 0.5 | 0 | 7222.802 | 4059.3316
2020 | 1908 | 11.829 | 4.83 | 0.05855 | 4.7715 | 7.2163 | 0.52115 | 8.23 | 0 | 0 | 0 | 0 | 8.23 | 9.6967 | -1.4121 | 19.1409 | 3650 | 8.23 | 0.94291 | 0.82457 | 1094 | 10 | 0 | 1195 | 0 | 0 | 0.78117 | 9.2188 | -0.85308 | 20.3169 | 1165 | 15.0479 | 9.6967 | 0.05855 | 0 | 0 | 515.5 | 11367.9224 | 441621.1639 | 3868.6014 | 518.5 | 12360.8263 | 482988.0368 | 4230.9752 | 2.9421e-15 | 2020 | 13.5531 | 16.417 | 4.83 | 4.7715 | 7.2163 | 8.23 | 9.6967 | 9.2188 | 19.1409 | 20.3169 | 0.52115 | 0.82457 | 3650 | 1165 | 0.05855 | 0 | 0 |  |  |  | 0.5 | 0 | 3868.6014 | 4230.9752
2021 | 1909 | 21.9435 | 4.845 | 0 | 4.845 | 16.7515 | 0.4928 | 8.23 | 0 | 0 | 4.2555 | 0 | 12.4855 | 9.9434 | 3.4713 | 22.6123 | 3676 | 12.4855 | 0.90538 | 0.79377 | 1095 | 10 | 0 | 1195 | 0 | 0 | 0.98839 | 9.0116 | 3.5138 | 23.8308 | 1192 | 15.6475 | 9.9434 | 0 | 0 | 0 | 523 | 17246.0217 | 679721.0584 | 5954.3565 | 528.5 | 12074.5917 | 480903.0772 | 4212.711 | -1.2768e-15 | 2021 | 23.8373 | 17.075 | 4.845 | 4.845 | 16.7515 | 12.4855 | 9.9434 | 9.0116 | 22.6123 | 23.8308 | 0.4928 | 0.79377 | 3676 | 1192 | 0 | 0 | 0 |  |  |  | 0.5 | 0 | 5954.3565 | 4212.711
2022 | 1910 | 14.8056 | 4.86 | 0 | 4.86 | 9.9555 | 0.56494 | 8.23 | 0 | 0 | 0.73857 | 0 | 8.9686 | 10.0172 | 0.38821 | 23.0005 | 3678 | 8.9686 | 1.1453 | 0.91048 | 1096 | 10 | 0 | 1195 | 0 | 0 | 0.7706 | 9.2294 | -0.025461 | 23.8053 | 1191 | 15.799 | 10.0172 | 0 | 0 | 0 | 537 | 12388.0961 | 501324.5369 | 4391.6029 | 541.5 | 12375.4309 | 505008.7442 | 4423.8766 | 3.5562e-16 | 2022 | 16.7215 | 17.2872 | 4.86 | 4.86 | 9.9555 | 8.9686 | 10.0172 | 9.2294 | 23.0005 | 23.8053 | 0.56494 | 0.91048 | 3678 | 1191 | 0 | 0 | 0 |  |  |  | 0.5 | 0 | 4391.6029 | 4423.8766
2023 | 1911 | 15.1958 | 4.875 | 0 | 4.875 | 10.3112 | 0.57078 | 8.23 | 0 | 0 | 1.0864 | 0 | 9.3164 | 10.1259 | 0.39007 | 23.3905 | 3681 | 9.3164 | 1.2093 | 0.90657 | 1097 | 10 | 0 | 1195 | 0 | 0 | 0.11998 | 9.88 | -0.25569 | 23.5496 | 1190 | 15.9541 | 10.1259 | 0 | 0 | 0 | 539.5 | 12868.5665 | 523192.766 | 4583.1686 | 540.5 | 13274.1194 | 540681.5229 | 4736.3701 | 3.8181e-15 | 2023 | 16.525 | 17.4443 | 4.875 | 4.875 | 10.3112 | 9.3164 | 10.1259 | 9.88 | 23.3905 | 23.5496 | 0.57078 | 0.90657 | 3681 | 1190 | 0 | 0 | 0 |  |  |  | 0.11998 | 0 | 4583.1686 | 4736.3701
2024 | 1912 | 19.1713 | 4.89 | 0 | 4.89 | 14.073 | 0.57961 | 8.23 | 0 | 0 | 3.5219 | 1.332 | 13.0839 | 10.6113 | 0.37671 | 23.7672 | 3684 | 13.0839 | 0.7331 | 0.90265 | 1098 | 10 | 0 | 1195 | 1.1118 | 0 | 0.29772 | 10.8141 | 2.0582 | 25.6079 | 1204 | 16.9275 | 10.6113 | 0 | 0 | 1.1118 | 542.5 | 18072.4812 | 738852.3067 | 6472.3462 | 547 | 14564.3696 | 600370.1989 | 5259.2429 | 2.1094e-15 | 2024 | 20.2022 | 18.3899 | 4.89 | 4.89 | 14.073 | 13.0839 | 10.6113 | 10.8141 | 23.7672 | 25.6079 | 0.57961 | 0.90265 | 3684 | 1204 | 0 | 0 | 1.1118 |  |  |  | 0 | 0 | 6472.3462 | 5259.2429
2025 | 1913 | 14.5399 | 4.905 | 0 | 4.905 | 9.658 | 0.5886 | 8.23 | 0 | 0 | 0.50012 | 0.30656 | 9.0367 | 10.6919 | 0.030137 | 23.7974 | 3684 | 9.0367 | 0.72685 | 0.95826 | 1100 | 10 | 0 | 1195 | 0.08642 | 0 | 0.2867 | 9.7997 | -0.97456 | 24.6333 | 1197 | 16.8939 | 10.6919 | 0 | 0 | 0.08642 | 544 | 12482.1789 | 511716.4906 | 4482.6365 | 550.5 | 13163.197 | 546083.1987 | 4783.6888 | -5.3083e-16 | 2025 | 15.5534 | 18.3267 | 4.905 | 4.905 | 9.658 | 9.0367 | 10.6919 | 9.7997 | 23.7974 | 24.6333 | 0.5886 | 0.95826 | 3684 | 1197 | 0 | 0 | 0.08642 |  |  |  | 0.20028 | 0 | 4482.6365 | 4783.6888
2026 | 1914 | 21.1653 | 4.92 | 0 | 4.92 | 15.9372 | 0.5886 | 8.23 | 0 | 0 | 4.0469 | 3.069 | 15.346 | 11.4035 | 0.0024109 | 23.7998 | 3684 | 15.346 | 0.88882 | 0.93006 | 1101 | 10 | 0 | 1195 | 2.8489 | 0.95081 | 0.34166 | 13.458 | 1.8098 | 26.4431 | 1210 | 17.4386 | 11.4035 | 0 | 0 | 3.7997 | 544 | 21197.0442 | 868989.07 | 7612.3443 | 553.5 | 18216.327 | 759833.6928 | 6656.1431 | 5.3291e-15 | 2026 | 22.3957 | 18.8635 | 4.92 | 4.92 | 15.9372 | 15.346 | 11.4035 | 13.458 | 23.7998 | 26.4431 | 0.5886 | 0.93006 | 3684 | 1210 | 0 | 0 | 3.7997 |  |  |  | 0 | 0 | 7612.3443 | 6656.1431
2027 | 1915 | 14.2037 | 4.935 | 0 | 4.935 | 9.3087 | 0.5886 | 8.23 | 0 | 0 | 0 | 0.48989 | 8.7199 | 11.3012 | 0.00019288 | 23.8 | 3684 | 8.7199 | 0.84184 | 0.98295 | 1103 | 10 | 0 | 1195 | 0.39078 | 0 | 0.19087 | 10.1999 | -1.5887 | 24.8544 | 1199 | 17.2488 | 11.3012 | 0 | 0 | 0.39078 | 544 | 12044.5926 | 493777.3051 | 4325.4892 | 554.5 | 13715.9631 | 573149.5646 | 5020.7902 | -2.5743e-15 | 2027 | 15.2364 | 18.6461 | 4.935 | 4.935 | 9.3087 | 8.7199 | 11.3012 | 10.1999 | 23.8 | 24.8544 | 0.5886 | 0.98295 | 3684 | 1199 | 0 | 0 | 0.39078 |  |  |  | 0 | 0 | 4325.4892 | 5020.7902
2028 | 1916 | 19.2773 | 4.95 | 0 | 4.95 | 14.1136 | 0.5886 | 8.23 | 0 | 0 | 2.8009 | 2.4941 | 13.525 | 11.3959 | 1.543e-05 | 23.8 | 3684 | 13.525 | 1.3467 | 0.93789 | 1104 | 10 | 0 | 1195 | 2.2739 | 0.82731 | 0.7931 | 12.3081 | 1.5931 | 26.4475 | 1210 | 17.3465 | 11.3959 | 0 | 0 | 3.1012 | 544 | 18681.7264 | 765871.6884 | 6709.036 | 554.5 | 16628.0206 | 694835.8445 | 6086.762 | 0 | 2028 | 21.4171 | 18.8525 | 4.95 | 4.95 | 14.1136 | 13.525 | 11.3959 | 12.3081 | 23.8 | 26.4475 | 0.5886 | 0.93789 | 3684 | 1210 | 0 | 0 | 3.1012 |  |  |  | 0 | 0 | 6709.036 | 6086.762
2029 | 1917 | 23.9608 | 4.965 | 0 | 4.965 | 18.5479 | 0.5886 | 8.23 | 0 | 0 | 4.4758 | 5.2535 | 17.9593 | 11.6671 | 1.2344e-06 | 23.8 | 3684 | 17.9593 | 0.88318 | 0.98295 | 1106 | 10 | 0 | 1195 | 5.0334 | 3.2965 | 0.5029 | 17.827 | 0.031863 | 26.4793 | 1210 | 17.6092 | 11.6671 | 0 | 0 | 8.3299 | 544 | 24806.8026 | 1016973.8808 | 8908.6912 | 560 | 24251.1353 | 1023434.8706 | 8965.2895 | 0 | 2029 | 25.3468 | 19.0789 | 4.965 | 4.965 | 18.5479 | 17.9593 | 11.6671 | 17.827 | 23.8 | 26.4793 | 0.5886 | 0.98295 | 3684 | 1210 | 0 | 0 | 8.3299 |  |  |  | 0 | 0 | 8908.6912 | 8965.2895
2030 | 1918 | 15.8244 | 4.98 | 0 | 4.98 | 10.8033 | 0.5886 | 8.23 | 0 | 0 | 0.60186 | 1.3829 | 10.2147 | 11.8656 | 9.8752e-08 | 23.8 | 3684 | 10.2147 | 0.85461 | 0.98295 | 1107 | 10 | 0 | 1195 | 1.1627 | 0 | 0.45253 | 10.7102 | -0.61134 | 25.868 | 1206 | 18.0087 | 11.8656 | 0 | 0 | 1.1627 | 544 | 14109.3824 | 578424.9445 | 5067.0025 | 558 | 14420.8181 | 606407.0013 | 5312.1253 | 1.3323e-15 | 2030 | 17.1315 | 19.4367 | 4.98 | 4.98 | 10.8033 | 10.2147 | 11.8656 | 10.7102 | 23.8 | 25.868 | 0.5886 | 0.98295 | 3684 | 1206 | 0 | 0 | 1.1627 |  |  |  | 0 | 0 | 5067.0025 | 5312.1253
2031 | 1919 | 13.012 | 4.995 | 0 | 4.995 | 8.1166 | 0.5886 | 8.23 | 0 | 0 | 0 | 0 | 8.23 | 11.44 | -0.64584 | 23.1542 | 3680 | 8.23 | 1.2473 | 0.96649 | 1108 | 10 | 0 | 1195 | 0.069267 | 0 | 0.84849 | 9.2208 | -0.69577 | 25.1722 | 1201 | 17.1156 | 11.44 | 0 | 0 | 0.069267 | 542 | 11367.9224 | 464323.3188 | 4067.4723 | 553.5 | 12363.5174 | 515703.1415 | 4517.5595 | 0 | 2031 | 15.1078 | 18.5638 | 4.995 | 4.995 | 8.1166 | 8.23 | 11.44 | 9.2208 | 23.1542 | 25.1722 | 0.5886 | 0.96649 | 3680 | 1201 | 0 | 0 | 0.069267 |  |  |  | 0.5 | 0 | 4067.4723 | 4517.5595
2032 | 1920 | 22.0305 | 5.01 | 0 | 5.01 | 16.6692 | 0.57662 | 8.23 | 0 | 0 | 3.6271 | 3.5896 | 15.4467 | 12.0879 | 0.59417 | 23.7483 | 3684 | 15.4467 | 1.3061 | 0.94592 | 1108 | 10 | 0 | 1195 | 3.3694 | 1.5669 | 0.4372 | 14.4991 | 1.2816 | 26.4538 | 1210 | 17.8381 | 12.0879 | 0 | 0 | 4.9363 | 542 | 21336.195 | 871477.8774 | 7634.1462 | 555.5 | 19654.3814 | 822779.6703 | 7207.5499 | 7.4385e-15 | 2032 | 23.7738 | 19.269 | 5.01 | 5.01 | 16.6692 | 15.4467 | 12.0879 | 14.4991 | 23.7483 | 26.4538 | 0.57662 | 0.94592 | 3684 | 1210 | 0 | 0 | 4.9363 |  |  |  | 0 | 0 | 7634.1462 | 7207.5499
2033 | 1921 | 22.8092 | 5.025 | 0 | 5.025 | 17.3939 | 0.5886 | 8.23 | 0 | 0 | 3.5746 | 4.949 | 16.7537 | 12.8316 | 0.047534 | 23.7959 | 3684 | 16.7537 | 1.4735 | 0.98295 | 1100 | 10 | 0 | 1195 | 4.7289 | 3.0825 | 0.59338 | 17.2181 | 0.025632 | 26.4795 | 1210 | 18.5994 | 12.8316 | 0 | 0 | 7.8114 | 544 | 23141.4829 | 948702.8231 | 8310.6367 | 560 | 23409.9856 | 987937.0737 | 8654.3288 | 1.3878e-15 | 2033 | 24.8761 | 20.1041 | 5.025 | 5.025 | 17.3939 | 16.7537 | 12.8316 | 17.2181 | 23.7959 | 26.4795 | 0.5886 | 0.98295 | 3684 | 1210 | 0 | 0 | 7.8114 |  |  |  | 0 | 0 | 8310.6367 | 8654.3288
2034 | 1922 | 18.7569 | 5.04 | 0 | 5.04 | 13.5292 | 0.5886 | 8.23 | 0 | 0 | 1.8132 | 2.8933 | 12.9365 | 12.8168 | 0.0038027 | 23.7997 | 3684 | 12.9365 | 1.1536 | 0.98295 | 1112 | 10 | 0 | 1195 | 2.6731 | 1.1458 | 0.71234 | 13.1066 | 0.00051264 | 26.48 | 1210 | 18.558 | 12.8168 | 0 | 0 | 3.8189 | 544 | 17868.8779 | 732548.3424 | 6417.1235 | 560 | 17730.886 | 748270.4118 | 6554.8488 | 0 | 2034 | 20.6228 | 20.1461 | 5.04 | 5.04 | 13.5292 | 12.9365 | 12.8168 | 13.1066 | 23.7997 | 26.48 | 0.5886 | 0.98295 | 3684 | 1210 | 0 | 0 | 3.8189 |  |  |  | 0 | 0 | 6417.1235 | 6554.8488
2035 | 1923 | 18.4294 | 5.055 | 0 | 5.055 | 13.2031 | 0.5886 | 8.23 | 0 | 0 | 1.2443 | 3.14 | 12.6142 | 13.1746 | 0.00030422 | 23.8 | 3684 | 12.6142 | 1.9687 | 0.98295 | 1113 | 10 | 0 | 1195 | 2.9198 | 1.0149 | 0.33476 | 13.5999 | 1.0253e-05 | 26.48 | 1210 | 18.9469 | 13.1746 | 0 | 0 | 3.9347 | 544 | 17423.7308 | 714299.1944 | 6257.2609 | 560 | 18412.3122 | 777027.6366 | 6806.7621 | 0 | 2035 | 20.7329 | 20.6641 | 5.055 | 5.055 | 13.2031 | 12.6142 | 13.1746 | 13.5999 | 23.8 | 26.48 | 0.5886 | 0.98295 | 3684 | 1210 | 0 | 0 | 3.9347 |  |  |  | 0 | 0 | 6257.2609 | 6806.7621
2036 | 1924 | 14.7075 | 5.07 | 0 | 5.07 | 9.6523 | 0.5886 | 8.23 | 0 | 0 | 0 | 0.83371 | 9.0637 | 12.5464 | 2.4337e-05 | 23.8 | 3684 | 9.0637 | 1.377 | 0.98295 | 1114 | 10 | 0 | 1195 | 0.84876 | 0 | 0.72529 | 10.1235 | -0.65236 | 25.8276 | 1205 | 18.3012 | 12.5464 | 0 | 0 | 0.84876 | 544 | 12519.5137 | 513247.0571 | 4496.0442 | 557.5 | 13610.3855 | 571814.8203 | 5009.0978 | 8.8818e-16 | 2036 | 16.8099 | 20.1055 | 5.07 | 5.07 | 9.6523 | 9.0637 | 12.5464 | 10.1235 | 23.8 | 25.8276 | 0.5886 | 0.98295 | 3684 | 1205 | 0 | 0 | 0.84876 |  |  |  | 0 | 0 | 4496.0442 | 5009.0978
2037 | 1925 | 13.4735 | 5.085 | 0 | 5.085 | 8.465 | 0.5886 | 8.23 | 0 | 0 | 0 | 0 | 8.23 | 12.4974 | -0.32529 | 23.4747 | 3682 | 8.23 | 0.65402 | 0.96238 | 1116 | 10 | 0 | 1195 | 0 | 0 | 0.81121 | 9.1888 | -1.2418 | 24.5858 | 1197 | 18.2281 | 12.4974 | 0 | 0 | 0 | 543 | 11367.9224 | 465180.0039 | 4074.9768 | 551 | 12319.3302 | 511539.0636 | 4481.0822 | -3.4694e-16 | 2037 | 14.9388 | 20.0757 | 5.085 | 5.085 | 8.465 | 8.23 | 12.4974 | 9.1888 | 23.4747 | 24.5858 | 0.5886 | 0.96238 | 3682 | 1197 | 0 | 0 | 0 |  |  |  | 0.5 | 0 | 4074.9768 | 4481.0822
2038 | 1926 | 16.1894 | 5.1 | 0 | 5.1 | 11.0301 | 0.58261 | 8.23 | 0 | 0 | 1.5847 | 0.30745 | 10.1222 | 12.1571 | 0.29927 | 23.774 | 3684 | 10.1222 | 0.63693 | 0.93006 | 1117 | 10 | 0 | 1195 | 0.087303 | 0 | 0.36933 | 9.718 | 0.10885 | 24.6947 | 1198 | 17.9194 | 12.1571 | 0 | 0 | 0.087303 | 543 | 13981.541 | 572130.3402 | 5011.8618 | 547.5 | 13050.2827 | 538448.4756 | 4716.8086 | 0 | 2038 | 17.1956 | 19.6536 | 5.1 | 5.1 | 11.0301 | 10.1222 | 12.1571 | 9.718 | 23.774 | 24.6947 | 0.58261 | 0.93006 | 3684 | 1198 | 0 | 0 | 0.087303 |  |  |  | 0.28203 | 0 | 5011.8618 | 4716.8086
2039 | 1927 | 18.6386 | 5.115 | 0 | 5.115 | 13.3418 | 0.5886 | 8.23 | 0 | 0 | 2.6398 | 1.8575 | 12.7272 | 11.6339 | 0.023941 | 23.7979 | 3684 | 12.7272 | 1.027 | 0.93397 | 1119 | 10 | 0 | 1195 | 1.6373 | 0.12046 | 0.72285 | 11.0349 | 1.7496 | 26.4443 | 1210 | 17.3871 | 11.6339 | 0 | 0 | 1.7578 | 544 | 17579.8419 | 720699.0912 | 6313.324 | 554 | 14869.3533 | 620786.0579 | 5438.0859 | -1.7764e-15 | 2039 | 20.3884 | 19.1578 | 5.115 | 5.115 | 13.3418 | 12.7272 | 11.6339 | 11.0349 | 23.7979 | 26.4443 | 0.5886 | 0.93397 | 3684 | 1210 | 0 | 0 | 1.7578 |  |  |  | 0 | 0 | 6313.324 | 5438.0859
2040 | 1928 | 17.66 | 5.13 | 0 | 5.13 | 12.3972 | 0.5886 | 8.23 | 0 | 0 | 1.7056 | 1.871 | 11.8065 | 11.7931 | 0.0019153 | 23.7998 | 3684 | 11.8065 | 0.27409 | 0.98295 | 1120 | 10 | 0 | 1195 | 1.6508 | 0 | 0.13551 | 11.5153 | -0.40931 | 26.035 | 1207 | 17.5707 | 11.7931 | 0 | 0 | 1.6508 | 544 | 16308.1184 | 668563.8097 | 5856.619 | 558.5 | 15532.9389 | 653757.8562 | 5726.9188 | -1.4155e-15 | 2040 | 18.0696 | 19.2516 | 5.13 | 5.13 | 12.3972 | 11.8065 | 11.7931 | 11.5153 | 23.7998 | 26.035 | 0.5886 | 0.98295 | 3684 | 1207 | 0 | 0 | 1.6508 |  |  |  | 0 | 0 | 5856.619 | 5726.9188
2041 | 1929 | 21.5071 | 5.145 | 0 | 5.145 | 16.037 | 0.5886 | 8.23 | 0 | 0 | 3.7154 | 3.5028 | 15.4482 | 12.5149 | 0.00015322 | 23.8 | 3684 | 15.4482 | 0.29303 | 0.97061 | 1123 | 10 | 0 | 1195 | 3.2827 | 1.2269 | 0.18394 | 14.3256 | 0.43612 | 26.4711 | 1210 | 18.4202 | 12.5149 | 0 | 0 | 4.5095 | 544 | 21338.2596 | 874778.304 | 7663.0579 | 558.5 | 19414.7067 | 817135.5793 | 7158.1077 | 2.1094e-15 | 2041 | 21.9841 | 19.9392 | 5.145 | 5.145 | 16.037 | 15.4482 | 12.5149 | 14.3256 | 23.8 | 26.4711 | 0.5886 | 0.97061 | 3684 | 1210 | 0 | 0 | 4.5095 |  |  |  | 0 | 0 | 7663.0579 | 7158.1077
2042 | 1930 | 15.355 | 5.16 | 0 | 5.16 | 10.1774 | 0.5886 | 8.23 | 0 | 0 | 0.40825 | 0.95053 | 9.5888 | 11.9291 | 1.2258e-05 | 23.8 | 3684 | 9.5888 | 0.62414 | 0.98295 | 1125 | 10 | 0 | 1195 | 0.73039 | 0 | 0.33603 | 10.3944 | -1.1411 | 25.33 | 1202 | 17.7527 | 11.9291 | 0 | 0 | 0.73039 | 544 | 13244.7759 | 542979.7382 | 4756.5025 | 556 | 13984.5621 | 585954.3366 | 5132.96 | -4.4409e-16 | 2042 | 16.3151 | 19.1933 | 5.16 | 5.16 | 10.1774 | 9.5888 | 11.9291 | 10.3944 | 23.8 | 25.33 | 0.5886 | 0.98295 | 3684 | 1202 | 0 | 0 | 0.73039 |  |  |  | 0 | 0 | 4756.5025 | 5132.96
2043 | 1931 | 8.6721 | 5.175 | 0.2164 | 4.9586 | 4.03 | 0.5886 | 8.23 | 0 | 0 | 0 | 0 | 8.23 | 11.0767 | -4.4055 | 19.3945 | 3652 | 8.23 | 0.63551 | 0.95003 | 1127 | 10 | 0 | 1195 | 0 | 0 | 0.71422 | 9.2858 | -1.3429 | 23.9871 | 1193 | 16.339 | 11.0767 | 0.2164 | 0 | 0 | 528 | 11367.9224 | 452329.7275 | 3962.4084 | 547.5 | 12453.3009 | 513817.2911 | 4501.0395 | 0 | 2043 | 10.0218 | 17.7079 | 5.175 | 4.9586 | 4.03 | 8.23 | 11.0767 | 9.2858 | 19.3945 | 23.9871 | 0.5886 | 0.95003 | 3652 | 1193 | 0.2164 | 0 | 0 |  |  |  | 0.5 | 0 | 3962.4084 | 4501.0395
2044 | 1932 | 17.6276 | 5.19 | 0 | 5.19 | 12.3064 | 0.49789 | 8.23 | 0 | 0 | 0 | 0 | 8.23 | 10.6061 | 3.2922 | 22.6867 | 3676 | 8.23 | 1.2269 | 0.9144 | 1129 | 10 | 0 | 1195 | 0 | 0 | 0.92711 | 9.0729 | -0.51983 | 23.4673 | 1189 | 16.226 | 10.6061 | 0 | 0 | 0 | 524 | 11367.9224 | 448902.9872 | 3932.3902 | 541 | 12159.2465 | 495728.6684 | 4342.5831 | -1.249e-15 | 2044 | 19.7815 | 17.6238 | 5.19 | 5.19 | 12.3064 | 8.23 | 10.6061 | 9.0729 | 22.6867 | 23.4673 | 0.49789 | 0.9144 | 3676 | 1189 | 0 | 0 | 0 |  |  |  | 0.5 | 0 | 3932.3902 | 4342.5831
2045 | 1933 | 12.1868 | 5.205 | 0.040661 | 5.1643 | 7.1633 | 0.56494 | 8.23 | 0 | 0 | 0 | 0 | 8.23 | 10.1677 | -1.5011 | 21.1856 | 3665 | 8.23 | 0.68035 | 0.89837 | 1132 | 10 | 0 | 1195 | 0 | 0 | 0.44951 | 9.5505 | -1.5077 | 21.9595 | 1178 | 15.6018 | 10.1677 | 0.040661 | 0 | 0 | 530.5 | 11367.9224 | 454471.4403 | 3981.1698 | 533.5 | 12818.9362 | 515378.7648 | 4514.718 | 1.6931e-15 | 2045 | 13.3166 | 16.8822 | 5.205 | 5.1643 | 7.1633 | 8.23 | 10.1677 | 9.5505 | 21.1856 | 21.9595 | 0.56494 | 0.89837 | 3665 | 1178 | 0.040661 | 0 | 0 |  |  |  | 0.44951 | 0 | 3981.1698 | 4514.718
2046 | 1934 | 6.6585 | 5.22 | 0.31707 | 4.9029 | 2.1728 | 0.53283 | 8.23 | 0 | 0 | 0 | 0 | 8.23 | 10.0843 | -6.0628 | 15.1228 | 3614 | 8.23 | 0.56753 | 0.85097 | 1133 | 10 | 0 | 1195 | 0 | 0 | 0.52715 | 9.4728 | -1.4958 | 20.4638 | 1166 | 14.7969 | 10.0843 | 0.31707 | 0 | 0 | 499.5 | 11367.9224 | 427914.2025 | 3748.5284 | 522 | 12711.6975 | 500050.8404 | 4380.4454 | 2.3315e-15 | 2046 | 7.7532 | 15.9765 | 5.22 | 4.9029 | 2.1728 | 8.23 | 10.0843 | 9.4728 | 15.1228 | 20.4638 | 0.53283 | 0.85097 | 3614 | 1166 | 0.31707 | 0 | 0 |  |  |  | 0.5 | 0 | 3748.5284 | 4380.4454
2047 | 1935 | 12.3374 | 5.235 | 0.033128 | 5.2019 | 7.2689 | 0.40685 | 8.23 | 0 | 0 | 0 | 0 | 8.23 | 10.0843 | -1.2585 | 13.8643 | 3602 | 8.23 | 0.29947 | 0.79817 | 1135 | 10 | 0 | 1195 | 0 | 0 | 0.13894 | 9.8611 | -2.0872 | 18.3766 | 1148 | 14.6832 | 10.0843 | 0.033128 | 0 | 0 | 468 | 11367.9224 | 400928.6221 | 3512.1347 | 507 | 13247.9204 | 506169.2721 | 4434.0428 | -1.7764e-15 | 2047 | 12.7758 | 15.7602 | 5.235 | 5.2019 | 7.2689 | 8.23 | 10.0843 | 9.8611 | 13.8643 | 18.3766 | 0.40685 | 0.79817 | 3602 | 1148 | 0.033128 | 0 | 0 |  |  |  | 0.13894 | 0 | 3512.1347 | 4434.0428
2048 | 1936 | 14.5531 | 5.25 | 0 | 5.25 | 9.3256 | 0.38181 | 8.23 | 0 | 0 | 0 | 0 | 8.23 | 9.8951 | 0.65672 | 14.521 | 3608 | 8.23 | 0.48269 | 0.72178 | 1137 | 10 | 0 | 1195 | 0 | 0 | 0 | 10 | -1.9689 | 16.4077 | 1130 | 14.5196 | 9.8951 | 0 | 0 | 0 | 465 | 11367.9224 | 398358.5669 | 3489.621 | 489 | 13439.8402 | 495271.1978 | 4338.5757 | 1.1553e-15 | 2048 | 15.0358 | 15.5442 | 5.25 | 5.25 | 9.3256 | 8.23 | 9.8951 | 10 | 14.521 | 16.4077 | 0.38181 | 0.72178 | 3608 | 1130 | 0 | 0 | 0 |  |  |  | 0 | 0 | 3489.621 | 4338.5757
2049 | 1937 | 14.228 | 5.265 | 0 | 5.265 | 9.0017 | 0.39433 | 8.23 | 0 | 0 | 0 | 0 | 8.23 | 9.4454 | 0.34722 | 14.8682 | 3612 | 8.23 | 0.80654 | 0.66039 | 1138 | 9.5 | 0 | 1195 | 0 | 0 | 0.22242 | 9.2776 | -0.88341 | 15.5243 | 1121 | 14.0786 | 9.4454 | 0 | 0.72242 | 0 | 470 | 11367.9224 | 402641.9923 | 3527.1439 | 475.5 | 12441.981 | 445841.1636 | 3905.5686 | -1.7347e-16 | 2049 | 15.2569 | 15.0311 | 5.265 | 5.265 | 9.0017 | 8.23 | 9.4454 | 9.2776 | 14.8682 | 15.5243 | 0.39433 | 0.66039 | 3612 | 1121 | 0 | 0.72242 | 0 |  |  |  | 0.5 | 0.22242 | 3527.1439 | 3905.5686
2050 | 1938 | 18.0038 | 5.28 | 0 | 5.28 | 12.5738 | 0.40268 | 8.23 | 0 | 0 | 0 | 0 | 8.23 | 9.0877 | 3.6259 | 18.4941 | 3644 | 8.23 | 0.6057 | 0.63513 | 1140 | 9.5 | 0 | 1195 | 0 | 0 | 0.11562 | 9.3844 | -1.1601 | 14.3642 | 1109 | 14.1129 | 9.0877 | 0 | 0.61562 | 0 | 488 | 11367.9224 | 418062.3239 | 3662.226 | 465 | 12589.5043 | 441165.6536 | 3864.6111 | -1.249e-15 | 2050 | 18.7252 | 15.0966 | 5.28 | 5.28 | 12.5738 | 8.23 | 9.0877 | 9.3844 | 18.4941 | 14.3642 | 0.40268 | 0.63513 | 3644 | 1109 | 0 | 0.61562 | 0 |  |  |  | 0.5 | 0.11562 | 3662.226 | 3864.6111
2051 | 1939 | 11.7728 | 5.295 | 0.061358 | 5.2336 | 6.7007 | 0.47755 | 8.23 | 0 | 0 | 0 | 0 | 8.23 | 8.3659 | -1.8463 | 16.6478 | 3629 | 8.23 | 0.8733 | 0.60441 | 1142 | 9.5 | 0 | 1195 | 0 | 0 | 0.47271 | 9.0273 | -0.51783 | 13.8463 | 1103 | 13.1395 | 8.3659 | 0.061358 | 0.97271 | 0 | 496.5 | 11367.9224 | 425344.1472 | 3726.0147 | 456 | 12096.2555 | 415676.9129 | 3641.3298 | 0 | 2051 | 13.1188 | 14.2101 | 5.295 | 5.2336 | 6.7007 | 8.23 | 8.3659 | 9.0273 | 16.6478 | 13.8463 | 0.47755 | 0.60441 | 3629 | 1103 | 0.061358 | 0.97271 | 0 |  |  |  | 0.5 | 0.47271 | 3726.0147 | 3641.3298
2052 | 1940 | 9.4241 | 5.31 | 0.17879 | 5.1312 | 4.5719 | 0.44097 | 8.23 | 0 | 0 | 0 | 0 | 8.23 | 8.23 | -3.7711 | 12.8767 | 3591 | 8.23 | 1.017 | 0.58917 | 1144 | 9.5 | 0 | 1195 | 0 | 0 | 0.12227 | 9.3777 | -0.70549 | 13.1408 | 1095 | 12.5464 | 8.23 | 0.17879 | 0.62227 | 0 | 470 | 11367.9224 | 402641.9923 | 3527.1439 | 449 | 12580.3064 | 425674.534 | 3728.9089 | 0 | 2052 | 10.5634 | 13.6349 | 5.31 | 5.1312 | 4.5719 | 8.23 | 8.23 | 9.3777 | 12.8767 | 13.1408 | 0.44097 | 0.58917 | 3591 | 1095 | 0.17879 | 0.62227 | 0 |  |  |  | 0.5 | 0.12227 | 3527.1439 | 3728.9089
2053 | 1941 | 18.405 | 5.325 | 0 | 5.325 | 12.9099 | 0.36032 | 8.23 | 0 | 0 | 0 | 0 | 8.23 | 8.23 | 3.974 | 16.8507 | 3630 | 8.23 | 2.0576 | 0.56914 | 1145 | 9.5 | 0 | 1195 | 0 | 0 | 0.25341 | 9.2466 | 0.46243 | 13.6033 | 1100 | 13.5197 | 8.23 | 0 | 0.75341 | 0 | 470.5 | 11367.9224 | 403070.3349 | 3530.8961 | 447.5 | 12399.1679 | 418143.8275 | 3662.9399 | -3.5527e-15 | 2053 | 20.716 | 14.7043 | 5.325 | 5.325 | 12.9099 | 8.23 | 8.23 | 9.2466 | 16.8507 | 13.6033 | 0.36032 | 0.56914 | 3630 | 1100 | 0 | 0.75341 | 0 |  |  |  | 0.5 | 0.25341 | 3530.8961 | 3662.9399
2054 | 1942 | 19.5191 | 5.34 | 0 | 5.34 | 13.9533 | 0.44337 | 8.23 | 0 | 0 | 0 | 0 | 8.23 | 8.23 | 4.8576 | 21.7082 | 3669 | 8.23 | 0.85049 | 0.58156 | 1147 | 9.5 | 0 | 1195 | 0 | 0 | 0.19752 | 9.3025 | -0.78748 | 12.8158 | 1091 | 13.7089 | 8.23 | 0 | 0.69752 | 0 | 509.5 | 11367.9224 | 436481.0534 | 3823.574 | 445.5 | 12476.3691 | 418866.8896 | 3669.274 | -2.498e-15 | 2054 | 20.5671 | 14.7829 | 5.34 | 5.34 | 13.9533 | 8.23 | 8.23 | 9.3025 | 21.7082 | 12.8158 | 0.44337 | 0.58156 | 3669 | 1091 | 0 | 0.69752 | 0 |  |  |  | 0.5 | 0.19752 | 3823.574 | 3669.274
2055 | 1943 | 13.6882 | 5.355 | 0 | 5.355 | 8.399 | 0.5445 | 8.23 | 0 | 0 | 0 | 0 | 8.23 | 8.23 | -0.34551 | 21.3627 | 3667 | 8.23 | 0.8291 | 0.55921 | 1149 | 9.5 | 0 | 1195 | 0 | 0 | 0 | 9.5 | -0.9801 | 11.8357 | 1080 | 13.859 | 8.23 | 0 | 0.5 | 0 | 528 | 11367.9224 | 452329.7275 | 3962.4084 | 435.5 | 12749.2009 | 418418.8423 | 3665.3491 | -3.4694e-16 | 2055 | 14.5173 | 14.903 | 5.355 | 5.355 | 8.399 | 8.23 | 8.23 | 9.5 | 21.3627 | 11.8357 | 0.5445 | 0.55921 | 3667 | 1080 | 0 | 0.5 | 0 |  |  |  | 0.5 | 0 | 3962.4084 | 3665.3491
2056 | 1944 | 15.585 | 5.37 | 0 | 5.37 | 10.186 | 0.53866 | 8.23 | 0 | 0 | 0 | 0 | 8.23 | 8.23 | 1.3039 | 22.6667 | 3676 | 8.23 | 0.90487 | 0.53454 | 1151 | 9.5 | 0 | 1195 | 0 | 0 | 0.035944 | 9.4641 | -0.84645 | 10.9892 | 1069 | 14.7517 | 8.23 | 0 | 0.53594 | 0 | 531.5 | 11367.9224 | 455328.1254 | 3988.6744 | 424.5 | 12699.5519 | 406261.9974 | 3558.8551 | -3.5735e-16 | 2056 | 16.5259 | 15.7802 | 5.37 | 5.37 | 10.186 | 8.23 | 8.23 | 9.4641 | 22.6667 | 10.9892 | 0.53866 | 0.53454 | 3676 | 1069 | 0 | 0.53594 | 0 |  |  |  | 0.5 | 0.035944 | 3988.6744 | 3558.8551
2057 | 1945 | 13.9778 | 5.385 | 0 | 5.385 | 8.6441 | 0.56494 | 8.23 | 0 | 0 | 0 | 0 | 8.23 | 8.23 | -0.13881 | 22.5278 | 3675 | 8.23 | 1.0077 | 0.50913 | 1152 | 9.5 | 0 | 1195 | 0 | 0 | 0.12169 | 9.3783 | -0.63673 | 10.3525 | 1061 | 14.9157 | 8.23 | 0 | 0.62169 | 0 | 535.5 | 11367.9224 | 458754.8657 | 4018.6926 | 415 | 12581.1113 | 393466 | 3446.7622 | -4.4409e-16 | 2057 | 15.1072 | 16.0134 | 5.385 | 5.385 | 8.6441 | 8.23 | 8.23 | 9.3783 | 22.5278 | 10.3525 | 0.56494 | 0.50913 | 3675 | 1061 | 0 | 0.62169 | 0 |  |  |  | 0.5 | 0.12169 | 4018.6926 | 3446.7622
2058 | 1946 | 11.1145 | 5.4 | 0.094277 | 5.3057 | 6.0032 | 0.56202 | 8.23 | 0 | 0 | 0 | 0 | 8.23 | 8.23 | -2.5657 | 19.9621 | 3656 | 8.23 | 0.73846 | 0.49065 | 1154 | 9.5 | 0 | 1195 | 0 | 0 | 0.23668 | 9.2633 | -0.7698 | 9.5827 | 1051 | 14.5718 | 8.23 | 0.094277 | 0.73668 | 0 | 525.5 | 11367.9224 | 450188.0148 | 3943.647 | 406 | 12422.2793 | 380073.3613 | 3329.4426 | 0 | 2058 | 12.0896 | 15.7187 | 5.4 | 5.3057 | 6.0032 | 8.23 | 8.23 | 9.2633 | 19.9621 | 9.5827 | 0.56202 | 0.49065 | 3656 | 1051 | 0.094277 | 0.73668 | 0 |  |  |  | 0.5 | 0.23668 | 3943.647 | 3329.4426
2059 | 1947 | 15.9907 | 5.415 | 0 | 5.415 | 10.5263 | 0.50806 | 8.23 | 0 | 0 | 0 | 0 | 8.23 | 8.23 | 1.6452 | 21.6073 | 3669 | 8.23 | 0.70351 | 0.46585 | 1156 | 9.5 | 0 | 1195 | 0 | 0 | 0.40085 | 9.0991 | -0.61886 | 8.9639 | 1042 | 14.7481 | 8.23 | 0 | 0.90085 | 0 | 522.5 | 11367.9224 | 447617.9595 | 3921.1333 | 0 | 12195.512 | 0 | 0 | 8.8818e-16 | 2059 | 17.0951 | 15.9026 | 5.415 | 5.415 | 10.5263 | 8.23 | 8.23 | 9.0991 | 21.6073 | 8.9639 | 0.50806 | 0.46585 | 3669 | 1042 | 0 | 0.90085 | 0 |  |  |  | 0.5 | 0.40085 | 3921.1333 | 0
2060 | 1948 | 15.9544 | 5.43 | 0 | 5.43 | 10.4769 | 0.5445 | 8.23 | 0 | 0 | 0 | 0 | 8.23 | 8.23 | 1.5662 | 23.1735 | 3680 | 8.23 | 0.2981 | 0.44335 | 1157 | 9.5 | 0 | 1195 | 0 | 0 | 0.45354 | 9.0465 | -0.94247 | 8.0214 | 1027 | 14.5432 | 8.23 | 0 | 0.95354 | 0 | 534.5 | 11367.9224 | 457898.1806 | 4011.1881 | 0 | 12122.7322 | 0 | 0 | -2.2204e-15 | 2060 | 16.7061 | 15.7006 | 5.43 | 5.43 | 10.4769 | 8.23 | 8.23 | 9.0465 | 23.1735 | 8.0214 | 0.5445 | 0.44335 | 3680 | 1027 | 0 | 0.95354 | 0 |  |  |  | 0.5 | 0.45354 | 4011.1881 | 0
2061 | 1949 | 16.7401 | 5.43 | 0 | 5.43 | 11.2233 | 0.57662 | 8.23 | 0 | 0 | 0.59017 | 1.2 | 10.0202 | 8.409 | 0.57635 | 23.7499 | 3684 | 10.0202 | 0.62848 | 0.4118 | 1157 | 9.5 | 0 | 1195 | 0 | 0 | 0.56933 | 8.9307 | 1.2801 | 9.3014 | 1047 | 15.0399 | 8.409 | 0 | 1.0693 | 0 | 542 | 13840.6477 | 565321.8997 | 4952.2198 | 0 | 11962.7941 | 0 | 0 | -2.8449e-15 | 2061 | 17.9379 | 16.1825 | 5.43 | 5.43 | 11.2233 | 10.0202 | 8.409 | 8.9307 | 23.7499 | 9.3014 | 0.57662 | 0.4118 | 3684 | 1047 | 0 | 1.0693 | 0 |  |  |  | 0.5 | 0.56933 | 4952.2198 | 0
2062 | 1950 | 13.3802 | 5.43 | 0 | 5.43 | 8.0314 | 0.5886 | 8.23 | 0 | 0 | 0 | 0 | 8.23 | 8.409 | -0.72426 | 23.0256 | 3679 | 8.23 | 0.31975 | 0.45585 | 1157 | 9.5 | 0 | 1195 | 0 | 0 | 0.58358 | 8.9164 | -0.80607 | 8.4954 | 1035 | 15.4355 | 8.409 | 0 | 1.0836 | 0 | 541.5 | 11367.9224 | 463894.9763 | 4063.72 | 0 | 11943.1132 | 0 | 0 | 1.7764e-15 | 2062 | 14.2835 | 16.5546 | 5.43 | 5.43 | 8.0314 | 8.23 | 8.409 | 8.9164 | 23.0256 | 8.4954 | 0.5886 | 0.45585 | 3679 | 1035 | 0 | 1.0836 | 0 |  |  |  | 0.5 | 0.58358 | 4063.72 | 0
2063 | 1951 | 12.5442 | 5.43 | 0.022789 | 5.4072 | 7.26 | 0.5737 | 8.23 | 0 | 0 | 0 | 0 | 8.23 | 8.409 | -1.4202 | 21.6054 | 3669 | 8.23 | 0.3503 | 0.42814 | 1157 | 9.5 | 0 | 1195 | 0 | 0 | 0.54455 | 8.9555 | -0.78723 | 7.7082 | 1022 | 14.8494 | 8.409 | 0.022789 | 1.0445 | 0 | 534 | 11367.9224 | 457469.8381 | 4007.4358 | 0 | 11997.0282 | 0 | 0 | 1.0686e-15 | 2063 | 13.4391 | 15.8269 | 5.43 | 5.4072 | 7.26 | 8.23 | 8.409 | 8.9555 | 21.6054 | 7.7082 | 0.5737 | 0.42814 | 3669 | 1022 | 0.022789 | 1.0445 | 0 |  |  |  | 0.5 | 0.54455 | 4007.4358 | 0
2064 | 1952 | 20.9978 | 5.43 | 0 | 5.43 | 15.2681 | 0.5445 | 8.23 | 0 | 0 | 3.0989 | 1.2 | 12.5289 | 8.8389 | 2.019 | 23.6244 | 3683 | 12.5289 | 0.87456 | 0.40159 | 1157 | 9.5 | 0 | 1195 | 0 | 0 | 0.77538 | 8.7246 | 4.1917 | 11.8999 | 1081 | 14.9973 | 8.8389 | 0 | 1.2754 | 0 | 536 | 17305.9572 | 699037.579 | 6123.5692 | 401.5 | 11678.1832 | 353346.6204 | 3095.3164 | 2.276e-15 | 2064 | 22.6477 | 16.0349 | 5.43 | 5.43 | 15.2681 | 12.5289 | 8.8389 | 8.7246 | 23.6244 | 11.8999 | 0.5445 | 0.40159 | 3683 | 1081 | 0 | 1.2754 | 0 |  |  |  | 0.5 | 0.77538 | 6123.5692 | 3095.3164
2065 | 1953 | 11.2564 | 5.43 | 0.087181 | 5.3428 | 6.1009 | 0.58561 | 8.23 | 0 | 0 | 0 | 0 | 8.23 | 8.8389 | -2.4975 | 21.1269 | 3665 | 8.23 | 0.43355 | 0.53676 | 1157 | 9.5 | 0 | 1195 | 0 | 0 | 0.73713 | 8.7629 | -0.62335 | 11.2765 | 1073 | 14.7541 | 8.8389 | 0.087181 | 1.2371 | 0 | 534 | 11367.9224 | 457469.8381 | 4007.4358 | 427 | 11731.0157 | 377488.3911 | 3306.7983 | 8.0491e-16 | 2065 | 12.4271 | 15.8259 | 5.43 | 5.3428 | 6.1009 | 8.23 | 8.8389 | 8.7629 | 21.1269 | 11.2765 | 0.58561 | 0.53676 | 3665 | 1073 | 0.087181 | 1.2371 | 0 |  |  |  | 0.5 | 0.73713 | 4007.4358 | 3306.7983
2066 | 1954 | 8.4073 | 5.43 | 0.22964 | 5.2004 | 3.5367 | 0.53283 | 8.23 | 0 | 0 | 0 | 0 | 8.23 | 8.8389 | -4.808 | 16.3189 | 3626 | 8.23 | 0.52244 | 0.51837 | 1157 | 9.5 | 0 | 1195 | 0 | 0 | 0.58028 | 8.9197 | -0.67194 | 10.6046 | 1064 | 14.0363 | 8.8389 | 0.22964 | 1.0803 | 0 | 505.5 | 11367.9224 | 433054.313 | 3793.5558 | 418.5 | 11947.6747 | 376806.9994 | 3300.8293 | 1.6098e-15 | 2066 | 9.51 | 15.1243 | 5.43 | 5.2004 | 3.5367 | 8.23 | 8.8389 | 8.9197 | 16.3189 | 10.6046 | 0.53283 | 0.51837 | 3626 | 1064 | 0.22964 | 1.0803 | 0 |  |  |  | 0.5 | 0.58028 | 3793.5558 | 3300.8293
2067 | 1955 | 9.8413 | 5.43 | 0.15794 | 5.2721 | 4.8273 | 0.43377 | 8.23 | 0 | 0 | 0 | 0 | 8.23 | 8.8389 | -3.5295 | 12.7894 | 3590 | 8.23 | 0.80616 | 0.49758 | 1157 | 9.5 | 0 | 1195 | 0 | 0 | 0.91881 | 8.5812 | -0.041758 | 10.5628 | 1064 | 13.6227 | 8.8389 | 0.15794 | 1.4188 | 0 | 468 | 11367.9224 | 400928.6221 | 3512.1347 | 414 | 11480.0616 | 358166.256 | 3137.5364 | -1.6653e-15 | 2067 | 11.5662 | 14.7702 | 5.43 | 5.2721 | 4.8273 | 8.23 | 8.8389 | 8.5812 | 12.7894 | 10.5628 | 0.43377 | 0.49758 | 3590 | 1064 | 0.15794 | 1.4188 | 0 |  |  |  | 0.5 | 0.91881 | 3512.1347 | 3137.5364
2068 | 1956 | 11.5589 | 5.43 | 0.072056 | 5.3579 | 6.3732 | 0.3584 | 8.23 | 0 | 0 | 0 | 0 | 8.23 | 8.8389 | -2.038 | 10.7514 | 3566 | 8.23 | 0.38992 | 0.49758 | 1157 | 9.5 | 0 | 1195 | 0 | 0 | 0.60901 | 8.891 | -0.75327 | 9.8096 | 1054 | 13.6671 | 8.8389 | 0.072056 | 1.109 | 0 | 438 | 11367.9224 | 375228.0694 | 3286.9979 | 409 | 11907.9882 | 367030.211 | 3215.1846 | 8.0491e-16 | 2068 | 12.5578 | 14.817 | 5.43 | 5.3579 | 6.3732 | 8.23 | 8.8389 | 8.891 | 10.7514 | 9.8096 | 0.3584 | 0.49758 | 3566 | 1054 | 0.072056 | 1.109 | 0 |  |  |  | 0.5 | 0.60901 | 3286.9979 | 3215.1846
2069 | 1957 | 20.2541 | 5.43 | 0 | 5.43 | 14.5615 | 0.31231 | 8.23 | 0 | 0 | 0 | 0 | 8.23 | 8.8389 | 5.5377 | 16.2891 | 3625 | 8.23 | 0.91275 | 0.47334 | 1157 | 9.5 | 0 | 1195 | 0 | 0 | 0.32519 | 9.1748 | -0.4953 | 9.3143 | 1047 | 14.0935 | 8.8389 | 0 | 0.82519 | 0 | 455.5 | 11367.9224 | 390220.0585 | 3418.3277 | 400.5 | 12300.028 | 371234.8419 | 3252.0172 | 3.5527e-15 | 2069 | 21.492 | 15.2567 | 5.43 | 5.43 | 14.5615 | 8.23 | 8.8389 | 9.1748 | 16.2891 | 9.3143 | 0.31231 | 0.47334 | 3625 | 1047 | 0 | 0.82519 | 0 |  |  |  | 0.5 | 0.32519 | 3418.3277 | 3252.0172
2070 | 1958 | 16.979 | 5.43 | 0 | 5.43 | 11.4502 | 0.43137 | 8.23 | 0 | 0 | 0 | 0 | 8.23 | 8.8389 | 2.5657 | 18.8548 | 3647 | 8.23 | 0.90403 | 0.45585 | 1157 | 9.5 | 0 | 1195 | 0 | 0 | 0.82897 | 8.671 | 0.0070016 | 9.3213 | 1047 | 14.1959 | 8.8389 | 0 | 1.329 | 0 | 496 | 11367.9224 | 424915.8047 | 3722.2624 | 0 | 11604.1669 | 0 | 0 | 1.5959e-15 | 2070 | 18.7119 | 15.4573 | 5.43 | 5.43 | 11.4502 | 8.23 | 8.8389 | 8.671 | 18.8548 | 9.3213 | 0.43137 | 0.45585 | 3647 | 1047 | 0 | 1.329 | 0 |  |  |  | 0.5 | 0.82897 | 3722.2624 | 0
2071 | 1959 | 9.2757 | 5.43 | 0.18621 | 5.2438 | 4.3183 | 0.48517 | 8.23 | 0 | 0 | 0 | 0 | 8.23 | 8.6599 | -4.0451 | 14.8097 | 3611 | 8.23 | 0.54858 | 0.45585 | 1157 | 9.5 | 0 | 1195 | 0 | 0 | 0.75677 | 8.7432 | -0.41209 | 8.9092 | 1041 | 13.4495 | 8.6599 | 0.18621 | 1.2568 | 0 | 489 | 11367.9224 | 418919.009 | 3669.7305 | 0 | 11703.8938 | 0 | 0 | 0 | 2071 | 10.5811 | 14.7216 | 5.43 | 5.2438 | 4.3183 | 8.23 | 8.6599 | 8.7432 | 14.8097 | 8.9092 | 0.48517 | 0.45585 | 3611 | 1041 | 0.18621 | 1.2568 | 0 |  |  |  | 0.5 | 0.75677 | 3669.7305 | 0
2072 | 1960 | 12.0308 | 5.43 | 0.048458 | 5.3815 | 6.7979 | 0.40059 | 8.23 | 0 | 0 | 0 | 0 | 8.23 | 8.6599 | -1.686 | 13.1236 | 3594 | 8.23 | 0.81714 | 0.44085 | 1157 | 9.5 | 0 | 1195 | 0 | 0 | 0.51428 | 8.9857 | -0.37184 | 8.5373 | 1035 | 13.3145 | 8.6599 | 0.048458 | 1.0143 | 0 | 462.5 | 11367.9224 | 396216.8541 | 3470.8596 | 0 | 12038.8351 | 0 | 0 | 0 | 2072 | 13.3623 | 14.6295 | 5.43 | 5.3815 | 6.7979 | 8.23 | 8.6599 | 8.9857 | 13.1236 | 8.5373 | 0.40059 | 0.44085 | 3594 | 1035 | 0.048458 | 1.0143 | 0 |  |  |  | 0.5 | 0.51428 | 3470.8596 | 0
2073 | 1961 | 9.291 | 5.43 | 0.18545 | 5.2446 | 4.3321 | 0.36609 | 8.23 | 0 | 0 | 0 | 0 | 8.23 | 8.6599 | -3.9229 | 9.2007 | 3546 | 8.23 | 0.75992 | 0.42814 | 1157 | 9.5 | 0 | 1195 | 0 | 0 | 0.39294 | 9.1071 | -0.53438 | 8.003 | 1027 | 12.9892 | 8.6599 | 0.18545 | 0.89294 | 0 | 430 | 11367.9224 | 368374.5887 | 3226.9614 | 0 | 12206.4474 | 0 | 0 | 0 | 2073 | 10.4439 | 14.33 | 5.43 | 5.2446 | 4.3321 | 8.23 | 8.6599 | 9.1071 | 9.2007 | 8.003 | 0.36609 | 0.42814 | 3546 | 1027 | 0.18545 | 0.89294 | 0 |  |  |  | 0.5 | 0.39294 | 3226.9614 | 0
2074 | 1962 | 17.8524 | 5.43 | 0 | 5.43 | 12.28 | 0.27649 | 8.23 | 0 | 0 | 0 | 0 | 8.23 | 8.23 | 3.4716 | 12.6724 | 3589 | 8.23 | 0.41269 | 0.4118 | 1157 | 9.5 | -0.13276 | 1195 | 0 | 0 | 0.43466 | 8.9326 | -0.68766 | 7.3153 | 1016 | 12.6747 | 8.23 | 0 | 1.0674 | 0 | 427.5 | 11367.9224 | 366232.876 | 3208.2 | 0 | 11965.4407 | 0 | 0 | 0 | 2074 | 18.6998 | 13.9352 | 5.43 | 5.43 | 12.28 | 8.23 | 8.23 | 8.9326 | 12.6724 | 7.3153 | 0.27649 | 0.4118 | 3589 | 1016 | 0 | 1.0674 | 0 |  |  |  | 0.5 | 0.56742 | 3208.2 | 0
2075 | 1963 | 9.3027 | 5.43 | 0.18486 | 5.2451 | 4.3426 | 0.35647 | 8.23 | 0 | 0 | 0 | 0 | 8.23 | 8.23 | -3.9043 | 8.768 | 3539 | 8.23 | 0.57744 | 0.38927 | 1157 | 9.5 | -0.63313 | 1195 | 0 | 0 | 0.35132 | 8.5156 | -0.095426 | 7.2199 | 1014 | 12.4793 | 8.23 | 0.18486 | 1.4844 | 0 | 424 | 11367.9224 | 363234.4782 | 3181.934 | 0 | 11389.4017 | 0 | 0 | -1.2212e-15 | 2075 | 10.2315 | 13.7156 | 5.43 | 5.2451 | 4.3426 | 8.23 | 8.23 | 8.5156 | 8.768 | 7.2199 | 0.35647 | 0.38927 | 3539 | 1014 | 0.18486 | 1.4844 | 0 |  |  |  | 0.5 | 0.98445 | 3181.934 | 0
2076 | 1964 | 10.8517 | 5.43 | 0.10741 | 5.3226 | 5.7367 | 0.26454 | 8.23 | 0 | 0 | 0 | 0 | 8.23 | 8.23 | -2.5372 | 6.2308 | 3496 | 8.23 | 0.37979 | 0.38515 | 1157 | 9.5 | -0.92209 | 1195 | 0 | 0 | 0.44709 | 8.1308 | 0.091944 | 7.3118 | 1016 | 12.7238 | 8.23 | 0.10741 | 1.8692 | 0 | 377.5 | 11367.9224 | 323398.6215 | 2832.9719 | 0 | 10857.9906 | 0 | 0 | 0 | 2076 | 11.6786 | 13.9325 | 5.43 | 5.3226 | 5.7367 | 8.23 | 8.23 | 8.1308 | 6.2308 | 7.3118 | 0.26454 | 0.38515 | 3496 | 1016 | 0.10741 | 1.8692 | 0 |  |  |  | 0.5 | 1.3692 | 2832.9719 | 0
2077 | 1965 | 18.9546 | 5.43 | 0 | 5.43 | 13.3271 | 0.20256 | 8.23 | 0 | 0 | 0 | 0 | 8.23 | 8.23 | 4.5029 | 10.7338 | 3566 | 8.23 | 1.257 | 0.38927 | 1157 | 9.5 | 0 | 1195 | 0 | 0 | 0.68494 | 8.8151 | 0.27702 | 7.5888 | 1021 | 13.6351 | 8.23 | 0 | 1.1849 | 0 | 391 | 11367.9224 | 334963.8702 | 2934.2835 | 0 | 11803.1031 | 0 | 0 | 0 | 2077 | 20.8966 | 14.8655 | 5.43 | 5.43 | 13.3271 | 8.23 | 8.23 | 8.8151 | 10.7338 | 7.5888 | 0.20256 | 0.38927 | 3566 | 1021 | 0 | 1.1849 | 0 |  |  |  | 0.5 | 0.68494 | 2934.2835 | 0
2078 | 1966 | 11.6766 | 5.43 | 0.066172 | 5.3638 | 6.4791 | 0.31231 | 8.23 | 0 | 0 | 0 | 0 | 8.23 | 8.23 | -1.8982 | 8.8356 | 3540 | 8.23 | 1.0363 | 0.39955 | 1157 | 9.5 | 0 | 1195 | 0 | 0 | 0.56995 | 8.93 | -0.062072 | 7.5268 | 1020 | 13.6469 | 8.23 | 0.066172 | 1.07 | 0 | 413 | 11367.9224 | 353810.9422 | 3099.3839 | 0 | 11961.9379 | 0 | 0 | 9.992e-16 | 2078 | 13.2828 | 14.938 | 5.43 | 5.3638 | 6.4791 | 8.23 | 8.23 | 8.93 | 8.8356 | 7.5268 | 0.31231 | 0.39955 | 3540 | 1020 | 0.066172 | 1.07 | 0 |  |  |  | 0.5 | 0.56995 | 3099.3839 | 0
2079 | 1967 | 11.8637 | 5.43 | 0.056816 | 5.3732 | 6.6475 | 0.26607 | 8.23 | 0 | 0 | 0 | 0 | 8.23 | 8.23 | -1.7007 | 7.1349 | 3513 | 8.23 | 0.83552 | 0.39751 | 1157 | 9.5 | -0.17183 | 1195 | 0 | 0 | 0.44927 | 8.8789 | -0.20667 | 7.3201 | 1016 | 12.8078 | 8.23 | 0.056816 | 1.1211 | 0 | 386.5 | 11367.9224 | 331108.7873 | 2900.513 | 0 | 11891.2848 | 0 | 0 | 2.498e-15 | 2079 | 13.1485 | 14.1037 | 5.43 | 5.3732 | 6.6475 | 8.23 | 8.23 | 8.8789 | 7.1349 | 7.3201 | 0.26607 | 0.39751 | 3513 | 1016 | 0.056816 | 1.1211 | 0 |  |  |  | 0.5 | 0.6211 | 2900.513 | 0
2080 | 1968 | 13.5714 | 5.43 | 0 | 5.43 | 8.213 | 0.22564 | 8.23 | 0 | 0 | 0 | 0 | 8.23 | 8.23 | -0.22323 | 6.9117 | 3509 | 8.23 | 0.84146 | 0.38927 | 1157 | 9.5 | -0.36431 | 1195 | 0 | 0 | 0.37386 | 8.7618 | -0.07804 | 7.2421 | 1015 | 12.4671 | 8.23 | 0 | 1.2382 | 0 | 371 | 11367.9224 | 317830.1684 | 2784.1923 | 0 | 11729.5768 | 0 | 0 | 4.4409e-16 | 2080 | 14.7867 | 13.7112 | 5.43 | 5.43 | 8.213 | 8.23 | 8.23 | 8.7618 | 6.9117 | 7.2421 | 0.22564 | 0.38927 | 3509 | 1015 | 0 | 1.2382 | 0 |  |  |  | 0.5 | 0.73817 | 2784.1923 | 0
2081 | 1969 | 14.9191 | 5.43 | 0 | 5.43 | 9.4934 | 0.22003 | 8.23 | 0 | 0 | 0 | 0 | 8.23 | 8.23 | 0.95987 | 7.8716 | 3525 | 8.23 | 1.0687 | 0.38721 | 1157 | 9.5 | -0.21307 | 1195 | 0 | 0 | 0.38416 | 8.9028 | 0.0085361 | 7.2506 | 1015 | 13.0314 | 8.23 | 0 | 1.0972 | 0 | 377 | 11367.9224 | 322970.2789 | 2829.2196 | 0 | 11924.254 | 0 | 0 | 1.066e-15 | 2081 | 16.372 | 14.2903 | 5.43 | 5.43 | 9.4934 | 8.23 | 8.23 | 8.9028 | 7.8716 | 7.2506 | 0.22003 | 0.38721 | 3525 | 1015 | 0 | 1.0972 | 0 |  |  |  | 0.5 | 0.59723 | 2829.2196 | 0
2082 | 1970 | 15.416 | 5.43 | 0 | 5.43 | 9.9654 | 0.24312 | 8.23 | 0 | 0 | 0 | 0 | 8.23 | 8.23 | 1.3729 | 9.2445 | 3546 | 8.23 | 0.7237 | 0.38721 | 1157 | 9.5 | -0.54951 | 1195 | 0 | 0 | 0.40039 | 8.5501 | 0.016078 | 7.2667 | 1015 | 13.3699 | 8.23 | 0 | 1.4499 | 0 | 395.5 | 11367.9224 | 338818.9531 | 2968.054 | 0 | 11437.1118 | 0 | 0 | 3.5388e-16 | 2082 | 16.5401 | 14.608 | 5.43 | 5.43 | 9.9654 | 8.23 | 8.23 | 8.5501 | 9.2445 | 7.2667 | 0.24312 | 0.38721 | 3546 | 1015 | 0 | 1.4499 | 0 |  |  |  | 0.5 | 0.94991 | 2968.054 | 0
2083 | 1971 | 15.1861 | 5.43 | 0 | 5.43 | 9.7469 | 0.27649 | 8.23 | 0 | 0 | 0 | 0 | 8.23 | 8.23 | 1.1412 | 10.3857 | 3562 | 8.23 | 0.57714 | 0.38721 | 1157 | 9.5 | -0.68 | 1195 | 0 | 0 | 0.35538 | 8.4646 | -0.043797 | 7.2229 | 1014 | 13.9594 | 8.23 | 0 | 1.5354 | 0 | 414 | 11367.9224 | 354667.6273 | 3106.8884 | 0 | 11319.0562 | 0 | 0 | 3.6412e-15 | 2083 | 16.1186 | 15.1755 | 5.43 | 5.43 | 9.7469 | 8.23 | 8.23 | 8.4646 | 10.3857 | 7.2229 | 0.27649 | 0.38721 | 3562 | 1014 | 0 | 1.5354 | 0 |  |  |  | 0.5 | 1.0354 | 3106.8884 | 0
2084 | 1972 | 12.4707 | 5.43 | 0.026463 | 5.4035 | 7.1938 | 0.30464 | 8.23 | 0 | 0 | 0 | 0 | 8.23 | 8.23 | -1.2335 | 9.1521 | 3545 | 8.23 | 0.65373 | 0.38515 | 1157 | 9.5 | -0.64515 | 1195 | 0 | 0 | 0.31528 | 8.5396 | -0.040172 | 7.1827 | 1014 | 13.4213 | 8.23 | 0.026463 | 1.4604 | 0 | 413.5 | 11367.9224 | 354239.2847 | 3103.1361 | 0 | 11422.5831 | 0 | 0 | -1.4988e-15 | 2084 | 13.4397 | 14.6495 | 5.43 | 5.4035 | 7.1938 | 8.23 | 8.23 | 8.5396 | 9.1521 | 7.1827 | 0.30464 | 0.38515 | 3545 | 1014 | 0.026463 | 1.4604 | 0 |  |  |  | 0.5 | 0.96043 | 3103.1361 | 0
2085 | 1973 | 19.2919 | 5.43 | 0 | 5.43 | 13.6475 | 0.27475 | 8.23 | 0 | 0 | 0 | 0 | 8.23 | 8.23 | 4.7313 | 13.8835 | 3602 | 8.23 | 1.3625 | 0.38515 | 1157 | 9.5 | 0 | 1195 | 0 | 0 | 0.24042 | 9.2596 | -0.051192 | 7.1315 | 1013 | 14.4202 | 8.23 | 0 | 0.74042 | 0 | 433.5 | 11367.9224 | 371372.9865 | 3253.2274 | 0 | 12417.1094 | 0 | 0 | 1.0547e-15 | 2085 | 20.8948 | 15.7158 | 5.43 | 5.43 | 13.6475 | 8.23 | 8.23 | 9.2596 | 13.8835 | 7.1315 | 0.27475 | 0.38515 | 3602 | 1013 | 0 | 0.74042 | 0 |  |  |  | 0.5 | 0.24042 | 3253.2274 | 0
2086 | 1974 | 13.3788 | 5.43 | 0 | 5.43 | 8.03 | 0.38181 | 8.23 | 0 | 0 | 0 | 0 | 8.23 | 8.23 | -0.53522 | 13.3482 | 3596 | 8.23 | 0.74403 | 0.38309 | 1157 | 9.5 | -0.64415 | 1195 | 0 | 0 | 0.015266 | 8.8406 | -0.24465 | 6.8869 | 1009 | 14.6729 | 8.23 | 0 | 1.1594 | 0 | 459 | 11367.9224 | 393218.4563 | 3444.5937 | 0 | 11838.3688 | 0 | 0 | -7.9103e-16 | 2086 | 14.1381 | 15.9618 | 5.43 | 5.43 | 8.03 | 8.23 | 8.23 | 8.8406 | 13.3482 | 6.8869 | 0.38181 | 0.38309 | 3596 | 1009 | 0 | 1.1594 | 0 |  |  |  | 0.5 | 0.65941 | 3444.5937 | 0
2087 | 1975 | 16.8734 | 5.43 | 0 | 5.43 | 11.3499 | 0.36994 | 8.23 | 0 | 0 | 0 | 0 | 8.23 | 8.23 | 2.53 | 15.8782 | 3622 | 8.23 | 0.71117 | 0.37484 | 1157 | 9.5 | -0.91341 | 1195 | 0 | 0 | 0 | 8.5866 | -0.019854 | 6.867 | 1008 | 14.4648 | 8.23 | 0 | 1.4134 | 0 | 469 | 11367.9224 | 401785.3072 | 3519.6393 | 0 | 11487.5218 | 0 | 0 | -8.8818e-16 | 2087 | 17.5846 | 15.6306 | 5.43 | 5.43 | 11.3499 | 8.23 | 8.23 | 8.5866 | 15.8782 | 6.867 | 0.36994 | 0.37484 | 3622 | 1008 | 0 | 1.4134 | 0 |  |  |  | 0.5 | 0.91341 | 3519.6393 | 0
2088 | 1976 | 11.3449 | 5.43 | 0.082754 | 5.3472 | 6.1806 | 0.42417 | 8.23 | 0 | 0 | 0 | 0 | 8.23 | 8.23 | -2.2757 | 13.6025 | 3599 | 8.23 | 0.63458 | 0.37278 | 1157 | 9.5 | -1.0078 | 1195 | 0 | 0 | 0.29588 | 8.1963 | 0.28957 | 7.1566 | 1013 | 14.4316 | 8.23 | 0.082754 | 1.8037 | 0 | 470.5 | 11367.9224 | 403070.3349 | 3530.8961 | 0 | 10948.4583 | 0 | 0 | 0 | 2088 | 12.2754 | 15.5298 | 5.43 | 5.3472 | 6.1806 | 8.23 | 8.23 | 8.1963 | 13.6025 | 7.1566 | 0.42417 | 0.37278 | 3599 | 1013 | 0.082754 | 1.8037 | 0 |  |  |  | 0.5 | 1.3037 | 3530.8961 | 0
2089 | 1977 | 5.5419 | 5.43 | 0.37291 | 5.0571 | 0.95787 | 0.37571 | 8.23 | 0 | 0 | 0 | 0 | 8.23 | 8.23 | -7.036 | 6.5665 | 3503 | 8.23 | 0.42927 | 0.38309 | 1157 | 9.5 | -0.93384 | 1195 | 0 | 0 | 0.47 | 8.0962 | 0.17642 | 7.333 | 1016 | 13.7994 | 8.23 | 0.37291 | 1.9038 | 0 | 411 | 11367.9224 | 352097.572 | 3084.3747 | 0 | 10810.111 | 0 | 0 | -2.8311e-15 | 2089 | 6.4411 | 14.8591 | 5.43 | 5.0571 | 0.95787 | 8.23 | 8.23 | 8.0962 | 6.5665 | 7.333 | 0.37571 | 0.38309 | 3503 | 1016 | 0.37291 | 1.9038 | 0 |  |  |  | 0.5 | 1.4038 | 3084.3747 | 0
2090 | 1978 | 15.0377 | 5.43 | 0 | 5.43 | 9.606 | 0.21161 | 8.23 | 0 | 0 | 0 | 0 | 8.23 | 8.23 | 1.0712 | 7.6377 | 3521 | 8.23 | 1.2406 | 0.38927 | 1157 | 9.5 | 0 | 1195 | 0 | 0 | 0.39124 | 9.1088 | -0.026885 | 7.3061 | 1016 | 13.9461 | 8.23 | 0 | 0.89124 | 0 | 372 | 11367.9224 | 318686.8535 | 2791.6968 | 0 | 12208.7829 | 0 | 0 | -4.4409e-16 | 2090 | 16.6695 | 15.0474 | 5.43 | 5.43 | 9.606 | 8.23 | 8.23 | 9.1088 | 7.6377 | 7.3061 | 0.21161 | 0.38927 | 3521 | 1016 | 0 | 0.89124 | 0 |  |  |  | 0.5 | 0.39124 | 2791.6968 | 0
2091 | 1979 | 17.9628 | 5.43 | 0 | 5.43 | 12.3849 | 0.237 | 8.23 | 0 | 0 | 0 | 0 | 8.23 | 8.23 | 3.6044 | 11.2422 | 3572 | 8.23 | 1.3313 | 0.38927 | 1157 | 9.5 | 0 | 1195 | 0 | 0 | 0.65864 | 8.8414 | 0.3241 | 7.6302 | 1021 | 14.2504 | 8.23 | 0 | 1.1586 | 0 | 406.5 | 11367.9224 | 348242.4891 | 3050.6042 | 0 | 11839.4323 | 0 | 0 | -2.3037e-15 | 2091 | 19.9528 | 15.4055 | 5.43 | 5.43 | 12.3849 | 8.23 | 8.23 | 8.8414 | 11.2422 | 7.6302 | 0.237 | 0.38927 | 3572 | 1021 | 0 | 1.1586 | 0 |  |  |  | 0.5 | 0.65864 | 3050.6042 | 0
2092 | 1980 | 17.608 | 5.43 | 0 | 5.43 | 12.0478 | 0.32382 | 8.23 | 0 | 0 | 0 | 0 | 8.23 | 8.23 | 3.2144 | 14.4566 | 3608 | 8.23 | 1.5617 | 0.39955 | 1157 | 9.5 | 0 | 1195 | 0 | 0 | 0.65904 | 8.841 | 0.54013 | 8.1703 | 1030 | 14.4696 | 8.23 | 0 | 1.159 | 0 | 450 | 11367.9224 | 385508.2905 | 3377.0526 | 0 | 11838.8868 | 0 | 0 | 3.5527e-15 | 2092 | 19.8287 | 15.7343 | 5.43 | 5.43 | 12.0478 | 8.23 | 8.23 | 8.841 | 14.4566 | 8.1703 | 0.32382 | 0.39955 | 3608 | 1030 | 0 | 1.159 | 0 |  |  |  | 0.5 | 0.65904 | 3377.0526 | 0
2093 | 1981 | 8.8326 | 5.43 | 0.20837 | 5.2216 | 3.9196 | 0.39433 | 8.23 | 0 | 0 | 0 | 0 | 8.23 | 8.23 | -4.3284 | 10.1282 | 3558 | 8.23 | 0.7497 | 0.41793 | 1157 | 9.5 | 0 | 1195 | 0 | 0 | 0.43066 | 9.0693 | -0.49742 | 7.6729 | 1022 | 13.8343 | 8.23 | 0.20837 | 0.93066 | 0 | 443 | 11367.9224 | 379511.4949 | 3324.5207 | 0 | 12154.344 | 0 | 0 | -1.3878e-15 | 2093 | 10.013 | 15.1238 | 5.43 | 5.2216 | 3.9196 | 8.23 | 8.23 | 9.0693 | 10.1282 | 7.6729 | 0.39433 | 0.41793 | 3558 | 1022 | 0.20837 | 0.93066 | 0 |  |  |  | 0.5 | 0.43066 | 3324.5207 | 0
2094 | 1982 | 16.7978 | 5.43 | 0 | 5.43 | 11.2781 | 0.29733 | 8.23 | 0 | 0 | 0 | 0 | 8.23 | 8.23 | 2.5307 | 12.6589 | 3589 | 8.23 | 1.046 | 0.40159 | 1157 | 9.5 | 0 | 1195 | 0 | 0 | 0.28164 | 9.2184 | -0.33709 | 7.3358 | 1016 | 14.267 | 8.23 | 0 | 0.78164 | 0 | 433.5 | 11367.9224 | 371372.9865 | 3253.2274 | 0 | 12360.1826 | 0 | 0 | -8.8818e-16 | 2094 | 18.1254 | 15.5923 | 5.43 | 5.43 | 11.2781 | 8.23 | 8.23 | 9.2184 | 12.6589 | 7.3358 | 0.29733 | 0.40159 | 3589 | 1016 | 0 | 0.78164 | 0 |  |  |  | 0.5 | 0.28164 | 3253.2274 | 0
2095 | 1983 | 24.5607 | 5.43 | 0 | 5.43 | 18.6528 | 0.35647 | 8.23 | 0 | 0 | 0 | 0 | 8.23 | 8.23 | 9.2611 | 21.9199 | 3671 | 8.23 | 1.6077 | 0.38927 | 1157 | 9.5 | 0 | 1195 | 0 | 0 | 0.16757 | 9.3324 | 0.1137 | 7.4495 | 1018 | 14.7939 | 8.23 | 0 | 0.66757 | 0 | 490 | 11367.9224 | 419775.6941 | 3677.2351 | 0 | 12517.7368 | 0 | 0 | 0 | 2095 | 26.336 | 16.1365 | 5.43 | 5.43 | 18.6528 | 8.23 | 8.23 | 9.3324 | 21.9199 | 7.4495 | 0.35647 | 0.38927 | 3671 | 1018 | 0 | 0.66757 | 0 |  |  |  | 0.5 | 0.16757 | 3677.2351 | 0
2096 | 1984 | 25.3489 | 5.43 | 0 | 5.43 | 19.4016 | 0.55034 | 8.23 | 0 | 0 | 7.5412 | 1.2 | 16.9712 | 9.1041 | 1.7296 | 23.6496 | 3683 | 16.9712 | 1.3993 | 0.39339 | 1157 | 9.5 | 0 | 1195 | 0 | 0 | 0.24357 | 9.2564 | 8.5463 | 15.9959 | 1126 | 15.9909 | 9.1041 | 0 | 0.74357 | 0 | 537 | 23442.0136 | 948657.2014 | 8310.2371 | 422 | 12412.764 | 394749.0174 | 3458.0014 | 0 | 2096 | 26.9918 | 17.4218 | 5.43 | 5.43 | 19.4016 | 16.9712 | 9.1041 | 9.2564 | 23.6496 | 15.9959 | 0.55034 | 0.39339 | 3683 | 1126 | 0 | 0.74357 | 0 |  |  |  | 0.5 | 0.24357 | 8310.2371 | 3458.0014
2097 | 1985 | 21.4635 | 5.43 | 0 | 5.43 | 15.7105 | 0.58561 | 8.23 | 0 | 0 | 5.5445 | 1.2 | 14.9745 | 9.7786 | 0.13837 | 23.788 | 3684 | 14.9745 | 1.0223 | 0.64917 | 1157 | 9.5 | 0 | 1195 | 0 | 0 | 0.46643 | 9.0336 | 6.1878 | 22.1836 | 1180 | 16.4499 | 9.7786 | 0 | 0.96643 | 0 | 543.5 | 20683.9714 | 847175.8852 | 7421.2608 | 503 | 12104.9287 | 458849.571 | 4019.5222 | 3.5527e-15 | 2097 | 22.9522 | 17.9586 | 5.43 | 5.43 | 15.7105 | 14.9745 | 9.7786 | 9.0336 | 23.788 | 22.1836 | 0.58561 | 0.64917 | 3684 | 1180 | 0 | 0.96643 | 0 |  |  |  | 0.5 | 0.46643 | 7421.2608 | 4019.5222
2098 | 1986 | 22.5609 | 5.43 | 0 | 5.43 | 16.753 | 0.5886 | 8.23 | 0 | 0 | 5.7394 | 2.183 | 16.1524 | 10.5708 | 0.01107 | 23.799 | 3684 | 16.1524 | 0.68969 | 0.85977 | 1157 | 10 | 0 | 1195 | 1.9628 | 0 | 0.23407 | 11.7288 | 4.1685 | 26.3521 | 1209 | 17.5715 | 10.5708 | 0 | 0 | 1.9628 | 544 | 22310.9724 | 914655.4091 | 8012.3814 | 544.5 | 15827.7588 | 649467.4883 | 5689.3352 | 3.5527e-15 | 2098 | 23.4847 | 19.0795 | 5.43 | 5.43 | 16.753 | 16.1524 | 10.5708 | 11.7288 | 23.799 | 26.3521 | 0.5886 | 0.85977 | 3684 | 1209 | 0 | 0 | 1.9628 |  |  |  | 0 | 0 | 8012.3814 | 5689.3352
2099 | 1987 | 17.0122 | 5.43 | 0 | 5.43 | 11.4817 | 0.5886 | 8.23 | 0 | 0 | 0.93109 | 1.7311 | 10.8922 | 10.837 | 0.00088558 | 23.7999 | 3684 | 10.8922 | 0.99671 | 0.97884 | 1157 | 10 | 0 | 1195 | 1.5109 | 0 | 0.59007 | 10.9209 | -0.010607 | 26.3415 | 1209 | 18.7185 | 10.837 | 0 | 0 | 1.5109 | 544 | 15045.1297 | 616786.6227 | 5403.0508 | 559 | 14711.8173 | 619752.4342 | 5429.0313 | -1.7764e-15 | 2099 | 18.599 | 20.2953 | 5.43 | 5.43 | 11.4817 | 10.8922 | 10.837 | 10.9209 | 23.7999 | 26.3415 | 0.5886 | 0.97884 | 3684 | 1209 | 0 | 0 | 1.5109 |  |  |  | 0 | 0 | 5403.0508 | 5429.0313
2100 | 1988 | 11.8532 | 5.43 | 0.05734 | 5.3727 | 6.6381 | 0.5886 | 8.23 | 0 | 0 | 0 | 0 | 8.23 | 10.837 | -2.0061 | 21.7938 | 3670 | 8.23 | 0.8619 | 0.97884 | 1157 | 10 | 0 | 1195 | 0.10715 | 0 | 0.64996 | 9.4572 | -1.3172 | 25.0243 | 1200 | 18.4001 | 10.837 | 0.05734 | 0 | 0.10715 | 537 | 11367.9224 | 460039.8933 | 4029.9495 | 554.5 | 12690.0588 | 530280.0551 | 4645.2533 | -9.7145e-16 | 2100 | 13.3651 | 19.9649 | 5.43 | 5.3727 | 6.6381 | 8.23 | 10.837 | 9.4572 | 21.7938 | 25.0243 | 0.5886 | 0.97884 | 3670 | 1200 | 0.05734 | 0 | 0.10715 |  |  |  | 0.5 | 0 | 4029.9495 | 4645.2533
2101 | 1989 | 10.1909 | 5.43 | 0.14046 | 5.2895 | 5.142 | 0.54742 | 8.23 | 0 | 0 | 0 | 0 | 8.23 | 10.837 | -3.3446 | 18.4492 | 3644 | 8.23 | 0.70476 | 0.9418 | 1157 | 10 | 0 | 1195 | 0 | 0 | 0.55419 | 9.4458 | -1.4238 | 23.6005 | 1190 | 17.6229 | 10.837 | 0.14046 | 0 | 0 | 517 | 11367.9224 | 442906.1915 | 3879.8582 | 545 | 12674.3474 | 520549.7209 | 4560.0156 | 6.0507e-15 | 2101 | 11.4498 | 19.1146 | 5.43 | 5.2895 | 5.142 | 8.23 | 10.837 | 9.4458 | 18.4492 | 23.6005 | 0.54742 | 0.9418 | 3644 | 1190 | 0.14046 | 0 | 0 |  |  |  | 0.5 | 0 | 3879.8582 | 4560.0156
2102 | 1990 | 9.3693 | 5.43 | 0.18153 | 5.2485 | 4.4026 | 0.47755 | 8.23 | 0 | 0 | 0 | 0 | 8.23 | 10.837 | -3.9606 | 14.4886 | 3608 | 8.23 | 0.62373 | 0.90265 | 1157 | 10 | 0 | 1195 | 0 | 0 | 0.52401 | 9.476 | -1.4944 | 22.1061 | 1179 | 16.799 | 10.837 | 0.18153 | 0 | 0 | 486 | 11367.9224 | 416348.9538 | 3647.2168 | 534.5 | 12716.0429 | 512200.269 | 4486.8744 | 0 | 2102 | 10.5171 | 18.1834 | 5.43 | 5.2485 | 4.4026 | 8.23 | 10.837 | 9.476 | 14.4886 | 22.1061 | 0.47755 | 0.90265 | 3608 | 1179 | 0.18153 | 0 | 0 |  |  |  | 0.5 | 0 | 3647.2168 | 4486.8744
2103 | 1991 | 12.2599 | 5.43 | 0.037006 | 5.393 | 7.0041 | 0.39433 | 8.23 | 0 | 0 | 0 | 0 | 8.23 | 10.837 | -1.4906 | 12.998 | 3593 | 8.23 | 0.95902 | 0.85537 | 1157 | 10 | 0 | 1195 | 0 | 0 | 0.42879 | 9.5712 | -1.2128 | 20.8933 | 1169 | 17.1417 | 10.837 | 0.037006 | 0 | 0 | 460.5 | 11367.9224 | 394503.484 | 3455.8505 | 524 | 12847.5616 | 507331.8233 | 4444.2268 | 9.7145e-16 | 2103 | 13.6477 | 18.5469 | 5.43 | 5.393 | 7.0041 | 8.23 | 10.837 | 9.5712 | 12.998 | 20.8933 | 0.39433 | 0.85537 | 3593 | 1169 | 0.037006 | 0 | 0 |  |  |  | 0.42879 | 0 | 3455.8505 | 4444.2268
2104 | 1992 | 11.0226 | 5.43 | 0.09887 | 5.3311 | 5.8905 | 0.36417 | 8.23 | 0 | 0 | 0 | 0 | 8.23 | 10.837 | -2.4874 | 10.5106 | 3563 | 8.23 | 1.298 | 0.81137 | 1157 | 10 | 0 | 1195 | 0 | 0 | 0.60793 | 9.3921 | -0.66192 | 20.2313 | 1164 | 16.5642 | 10.837 | 0.09887 | 0 | 0 | 438 | 11367.9224 | 375228.0694 | 3286.9979 | 516.5 | 12600.1211 | 490439.1744 | 4296.2472 | 0 | 2104 | 12.9285 | 18.0272 | 5.43 | 5.3311 | 5.8905 | 8.23 | 10.837 | 9.3921 | 10.5106 | 20.2313 | 0.36417 | 0.81137 | 3563 | 1164 | 0.09887 | 0 | 0 |  |  |  | 0.5 | 0 | 3286.9979 | 4296.2472
2105 | 1993 | 18.1917 | 5.43 | 0 | 5.43 | 12.6023 | 0.30656 | 8.23 | 0 | 0 | 0 | 0 | 8.23 | 10.837 | 3.7405 | 14.2512 | 3606 | 8.23 | 1.9944 | 0.78937 | 1157 | 10 | 0 | 1195 | 0 | 0 | 1.19 | 8.81 | 0.61247 | 20.8438 | 1169 | 15.9273 | 10.837 | 0 | 0 | 0 | 444.5 | 11367.9224 | 380796.5225 | 3335.7775 | 516.5 | 11796.1483 | 459145.8459 | 4022.1176 | 6.9389e-16 | 2105 | 21.3761 | 17.5312 | 5.43 | 5.43 | 12.6023 | 8.23 | 10.837 | 8.81 | 14.2512 | 20.8438 | 0.30656 | 0.78937 | 3606 | 1169 | 0 | 0 | 0 |  |  |  | 0.5 | 0 | 3335.7775 | 4022.1176
2106 | 1994 | 10.7286 | 5.43 | 0.11357 | 5.3164 | 5.6259 | 0.39016 | 8.23 | 0 | 0 | 0 | 0 | 8.23 | 9.9629 | -2.7547 | 11.4965 | 3576 | 8.23 | 0.65117 | 0.81137 | 1157 | 10 | 0 | 1195 | 0 | 0 | 0.41317 | 9.5868 | -1.4867 | 19.3571 | 1157 | 14.4653 | 9.9629 | 0.11357 | 0 | 0 | 451 | 11367.9224 | 386364.9756 | 3384.5572 | 513 | 12869.1383 | 497515.8746 | 4358.2391 | -3.4417e-15 | 2106 | 11.7929 | 16.0113 | 5.43 | 5.3164 | 5.6259 | 8.23 | 9.9629 | 9.5868 | 11.4965 | 19.3571 | 0.39016 | 0.81137 | 3576 | 1157 | 0.11357 | 0 | 0 |  |  |  | 0.41317 | 0 | 3384.5572 | 4358.2391
2107 | 1995 | 20.1312 | 5.43 | 0 | 5.43 | 14.4448 | 0.33149 | 8.23 | 0 | 0 | 0 | 0 | 8.23 | 9.2885 | 5.4126 | 16.9091 | 3631 | 8.23 | 1.4781 | 0.75927 | 1157 | 10 | 0 | 1195 | 0 | 0 | 0.59118 | 9.4088 | -0.45079 | 18.9063 | 1153 | 14.332 | 9.2885 | 0 | 0 | 0 | 463.5 | 11367.9224 | 397073.5392 | 3478.3642 | 505 | 12623.2532 | 480399.7571 | 4208.3019 | 3.1641e-15 | 2107 | 22.2005 | 15.9361 | 5.43 | 5.43 | 14.4448 | 8.23 | 9.2885 | 9.4088 | 16.9091 | 18.9063 | 0.33149 | 0.75927 | 3631 | 1153 | 0 | 0 | 0 |  |  |  | 0.5 | 0 | 3478.3642 | 4208.3019
2108 | 1996 | 14.6286 | 5.43 | 0 | 5.43 | 9.2173 | 0.44577 | 8.23 | 0 | 0 | 0 | 0 | 8.23 | 8.4962 | 0.49821 | 17.4073 | 3635 | 8.23 | 0.57207 | 0.74261 | 1157 | 9.5 | 0 | 1195 | 0 | 0 | 0.43871 | 9.0613 | -0.98179 | 17.9246 | 1144 | 13.5388 | 8.4962 | 0 | 0.93871 | 0 | 493 | 11367.9224 | 422345.7494 | 3699.7488 | 498.5 | 12143.2137 | 456182.8025 | 3996.1613 | 9.7838e-16 | 2108 | 15.6393 | 15.1516 | 5.43 | 5.43 | 9.2173 | 8.23 | 8.4962 | 9.0613 | 17.4073 | 17.9246 | 0.44577 | 0.74261 | 3635 | 1144 | 0 | 0.93871 | 0 |  |  |  | 0.5 | 0.43871 | 3699.7488 | 3996.1613
2109 | 1997 | 21.1259 | 5.43 | 0 | 5.43 | 15.3898 | 0.45538 | 8.23 | 0 | 0 | 0 | 0.31174 | 8.5417 | 8.2612 | 5.8813 | 23.2886 | 3680 | 8.5417 | 0.76582 | 0.70512 | 1157 | 9.5 | 0 | 1195 | 0 | 0 | 0.23181 | 9.2682 | -0.65244 | 17.2721 | 1138 | 13.9502 | 8.2612 | 0 | 0.73181 | 0 | 517.5 | 11798.5169 | 460127.1742 | 4030.714 | 491 | 12429.0102 | 459894.4252 | 4028.6752 | 1.2212e-15 | 2109 | 22.1236 | 15.5041 | 5.43 | 5.43 | 15.3898 | 8.5417 | 8.2612 | 9.2682 | 23.2886 | 17.2721 | 0.45538 | 0.70512 | 3680 | 1138 | 0 | 0.73181 | 0 |  |  |  | 0.5 | 0.23181 | 4030.714 | 4028.6752
2110 | 1998 | 17.2816 | 5.43 | 0 | 5.43 | 11.7377 | 0.57662 | 8.23 | 0 | 0 | 1.2196 | 1.2 | 10.6496 | 8.5031 | 0.4705 | 23.7591 | 3684 | 10.6496 | 1.2065 | 0.68285 | 1157 | 9.5 | 0 | 1195 | 0 | 0 | 0.11757 | 9.3824 | 1.7551 | 19.0272 | 1154 | 14.493 | 8.5031 | 0 | 0.61757 | 0 | 542 | 14710.1137 | 600835.2779 | 5263.317 | 496 | 12586.8085 | 470475.9326 | 4121.3692 | 4.7878e-15 | 2110 | 18.6057 | 16.0281 | 5.43 | 5.43 | 11.7377 | 10.6496 | 8.5031 | 9.3824 | 23.7591 | 19.0272 | 0.57662 | 0.68285 | 3684 | 1154 | 0 | 0.61757 | 0 |  |  |  | 0.5 | 0.11757 | 5263.317 | 4121.3692
2111 | 1999 | 16.6497 | 5.43 | 0 | 5.43 | 11.1374 | 0.5886 | 8.23 | 0 | 0 | 1.0779 | 1.2 | 10.5079 | 8.7309 | 0.03764 | 23.7967 | 3684 | 10.5079 | 0.64512 | 0.74677 | 1157 | 9.5 | 0 | 1195 | 0 | 0 | 0.47185 | 9.0281 | 1.3505 | 20.3777 | 1165 | 15.1389 | 8.7309 | 0 | 0.97185 | 0 | 544 | 14514.3204 | 595025.687 | 5212.425 | 509.5 | 12097.4388 | 464491.4592 | 4068.9452 | -4.4409e-15 | 2111 | 17.7667 | 16.6598 | 5.43 | 5.43 | 11.1374 | 10.5079 | 8.7309 | 9.0281 | 23.7967 | 20.3777 | 0.5886 | 0.74677 | 3684 | 1165 | 0 | 0.97185 | 0 |  |  |  | 0.5 | 0.47185 | 5212.425 | 4068.9452
2112 | 2000 | 11.1854 | 5.43 | 0.090732 | 5.3393 | 6.037 | 0.5886 | 8.23 | 0 | 0 | 0 | 0 | 8.23 | 8.7309 | -2.5591 | 21.2377 | 3666 | 8.23 | 0.48366 | 0.79377 | 1157 | 10 | 0 | 1195 | 0 | 0 | 0.4025 | 9.5975 | -1.6441 | 18.7336 | 1151 | 15.3205 | 8.7309 | 0.090732 | 0 | 0 | 535 | 11367.9224 | 458326.5232 | 4014.9403 | 508 | 12883.8789 | 493231.1042 | 4320.7045 | 0 | 2112 | 12.0715 | 16.8152 | 5.43 | 5.3393 | 6.037 | 8.23 | 8.7309 | 9.5975 | 21.2377 | 18.7336 | 0.5886 | 0.79377 | 3666 | 1151 | 0.090732 | 0 | 0 |  |  |  | 0.4025 | 0 | 4014.9403 | 4320.7045
2113 | 2001 | 11.0316 | 5.43 | 0.098422 | 5.3316 | 5.8986 | 0.53575 | 8.23 | 0 | 0 | 0 | 0 | 8.23 | 8.7309 | -2.6378 | 18.5999 | 3645 | 8.23 | 0.56974 | 0.73428 | 1157 | 9.5 | 0 | 1195 | 0 | 0 | 0.48777 | 9.0122 | -0.92783 | 17.8058 | 1143 | 15.1977 | 8.7309 | 0.098422 | 0.98777 | 0 | 515.5 | 11367.9224 | 441621.1639 | 3868.6014 | 497 | 12075.4571 | 452272.3922 | 3961.9062 | -1.9429e-15 | 2113 | 12.0891 | 16.6594 | 5.43 | 5.3316 | 5.8986 | 8.23 | 8.7309 | 9.0122 | 18.5999 | 17.8058 | 0.53575 | 0.73428 | 3645 | 1143 | 0.098422 | 0.98777 | 0 |  |  |  | 0.5 | 0.48777 | 3868.6014 | 3961.9062
2114 | 2002 | 6.2373 | 5.43 | 0.33813 | 5.0919 | 1.5838 | 0.48009 | 8.23 | 0 | 0 | 0 | 0 | 8.23 | 8.7309 | -6.5562 | 12.0437 | 3582 | 8.23 | 0.35376 | 0.70096 | 1157 | 9.5 | 0 | 1195 | 0 | 0 | 0.38654 | 9.1135 | -1.206 | 16.5998 | 1132 | 14.7192 | 8.7309 | 0.33813 | 0.88654 | 0 | 473.5 | 11367.9224 | 405640.3901 | 3553.4098 | 487.5 | 12215.2779 | 448764.0713 | 3931.1733 | 0 | 2114 | 6.9776 | 16.0643 | 5.43 | 5.0919 | 1.5838 | 8.23 | 8.7309 | 9.1135 | 12.0437 | 16.5998 | 0.48009 | 0.70096 | 3582 | 1132 | 0.33813 | 0.88654 | 0 |  |  |  | 0.5 | 0.38654 | 3553.4098 | 3931.1733
2115 | 2003 | 10.4312 | 5.43 | 0.12844 | 5.3016 | 5.3583 | 0.343 | 8.23 | 0 | 0 | 0 | 0 | 8.23 | 8.7309 | -2.9575 | 9.0861 | 3544 | 8.23 | 0.52396 | 0.66601 | 1157 | 9.5 | 0 | 1195 | 0 | 0 | 0.43557 | 9.0644 | -0.95695 | 15.6428 | 1122 | 13.9431 | 8.7309 | 0.12844 | 0.93557 | 0 | 423 | 11367.9224 | 362377.7931 | 3174.4295 | 477 | 12147.5563 | 436664.0211 | 3825.1768 | -1.2212e-15 | 2115 | 11.3908 | 15.0658 | 5.43 | 5.3016 | 5.3583 | 8.23 | 8.7309 | 9.0644 | 9.0861 | 15.6428 | 0.343 | 0.66601 | 3544 | 1122 | 0.12844 | 0.93557 | 0 |  |  |  | 0.5 | 0.43557 | 3174.4295 | 3825.1768
2116 | 2004 | 9.3767 | 5.43 | 0.18117 | 5.2488 | 4.4092 | 0.27302 | 8.23 | 0 | 0 | 0 | 0 | 8.23 | 8.7309 | -3.7663 | 5.3198 | 3477 | 8.23 | 0.72648 | 0.63794 | 1157 | 9.5 | 0 | 1195 | 0 | 0 | 0.48798 | 9.012 | -0.67962 | 14.9632 | 1115 | 13.8079 | 8.7309 | 0.18117 | 0.98798 | 0 | 370.5 | 11367.9224 | 317401.8259 | 2780.44 | 468.5 | 12075.169 | 426327.0818 | 3734.6252 | 0 | 2116 | 10.5911 | 14.9456 | 5.43 | 5.2488 | 4.4092 | 8.23 | 8.7309 | 9.012 | 5.3198 | 14.9632 | 0.27302 | 0.63794 | 3477 | 1115 | 0.18117 | 0.98798 | 0 |  |  |  | 0.5 | 0.48798 | 2780.44 | 3734.6252
2117 | 2005 | 16.9931 | 5.43 | 0 | 5.43 | 11.4636 | 0.17969 | 8.23 | 0 | 0 | 0 | 0 | 8.23 | 8.7309 | 2.8096 | 8.1294 | 3529 | 8.23 | 0.859 | 0.61964 | 1157 | 9.5 | 0 | 1195 | 0 | 0 | 0.45009 | 9.0499 | -0.56893 | 14.3943 | 1109 | 13.4941 | 8.7309 | 0 | 0.95009 | 0 | 363 | 11367.9224 | 310976.6877 | 2724.1558 | 462 | 12127.4949 | 422233.9829 | 3698.7697 | 1.7764e-15 | 2117 | 18.3022 | 14.5558 | 5.43 | 5.43 | 11.4636 | 8.23 | 8.7309 | 9.0499 | 8.1294 | 14.3943 | 0.17969 | 0.61964 | 3529 | 1109 | 0 | 0.95009 | 0 |  |  |  | 0.5 | 0.45009 | 2724.1558 | 3698.7697
2118 | 2006 | 13.1301 | 5.43 | 0 | 5.43 | 7.7938 | 0.24924 | 8.23 | 0 | 0 | 0 | 0 | 8.23 | 8.7309 | -0.63062 | 7.4988 | 3519 | 8.23 | 0.859 | 0.60441 | 1157 | 9.5 | 0 | 1195 | 0 | 0 | 0.45009 | 9.0499 | -0.55401 | 13.8403 | 1103 | 13.3443 | 8.7309 | 0 | 0.95009 | 0 | 384 | 11367.9224 | 328967.0746 | 2881.7516 | 456 | 12127.4949 | 416750.4247 | 3650.7337 | 0 | 2118 | 14.4392 | 14.4357 | 5.43 | 5.43 | 7.7938 | 8.23 | 8.7309 | 9.0499 | 7.4988 | 13.8403 | 0.24924 | 0.60441 | 3519 | 1103 | 0 | 0.95009 | 0 |  |  |  | 0.5 | 0.45009 | 2881.7516 | 3650.7337
Total: | [6 empty] | Total Powell Evap | [12 empty] | Total Mead Evap | [5 empty] | Total Mead Flood Release | [7 empty] | % of yrs with UB Shortage | % of yrs with LB shortage | % of yrs with LB surplus
[7 empty] | 50.7842 | [12 empty] | 72.0886 | [5 empty] | 13.2321 | [7 empty] | 33.33% | 59.46% | 18.92%
Average: |  | Average UB Nat Flow |  |  |  |  | Average Powell EVAP | [5 empty] | Average Powell Release |  |  | Average Powell Storage | Average Powell Elevation |  | Average Side Canyon | Average Mead Evap | [7 empty] | Average Mead Release |  | Average Mead Storage | Average Mead Elevation |  |  | Total UB Shortage | Total LB Shortage | Total LB Surplus |  |  |  | Average GC Power Production |  |  |  | Average MD Power Production
|  | 15.0036 | 5.2419 |  | 5.1981 | 9.8055 | 0.45752 | [5 empty] | 9.4228 |  |  | 17.5294 | 3636 |  | 0.86129 | 0.64945 | [7 empty] | 9.6462 |  | 15.6681 | 1122 |  |  | 4.8677 | 67.7973 | 51.7187 |  |  |  | 4257.5519 |  |  |  | 3184.6717 | 2.1235e-16
0.043853
[28 empty] | Lower Basin: |  |  |  | 10 YR GC REL
|  | 0 | [25 empty] | % of years with surplus |  |  |  | Minimum | 8.23
[28 empty] | 27.03% |  |  |  | Average | 9.5107
[28 empty] | % of years at 9.5 |  |  |  | Maximum | 13.1746
0.9009%
% of years at 9.1
0%
% of years at 9.0
0%
% of years at 8.9
0%
% of years less than 8.9 maf
18.92%
Note on D4: Niklas: this eq. goes in cell D5 after validation. Drag E8 to E7 & E6 as well
Note on H3: James L. Powell: Looks up from Powell evap

## NA2
[35 empty] | GC Hydropower Production |  |  |  | MEAD Hydropower Production | [16 empty] | RESULTS FOR ISM
|  | UPPER BASIN | UPPER BASIN | ACTUAL UB | INFLOW TO | POWELL | MIN | SUPPLEMENTAL | PROTECT | EQUALIZATION | FLOOD | FINAL POWELL | 10 year avg | CHANGE IN | POWELL | POWELL | FLOW AT | CANYON | MEAD | LEVEL 1 | PRELIM MEAD | MIN POOL | 70R | 70R | FLOOD | FINAL MEAD | CHANGE IN | MEAD | MEAD | 10 YR AVG | 10 YR AVG | UB | LB | LB | Avg Head, ft | Avg Power | Avg Power | Generation | Avg Head, ft | Avg Power | Avg Power | Generation | H20 Bal |  | Natural | 10 YEAR | UB | UB | INFLOW | GC | 10 YEAR | MEAD | POWELL | MEAD | POWELL | MEAD | POWELL | MEAD | UB | LB | LB | <1075 | <1050 | <1025 | MEAD | MEAD | GC Gen | MEAD GEN
FCY | CY | NAT FLOW | DEMAND | USE | POWELL | EVAP | RELEASE | REL FOR 82.3/10 | POWELL POOL | RELEASE | RELEASE | RELEASE | pow rel | STORAGE | STORAGE | POOL | LEES FERRY | SIDEFLOW | EVAP | SHRTG ELEV | RELEASE | PROTECT | Elevation | Release | RELEASE | RELEASE | STORAGE | STORAGE | POOL | UB NAT FLOW | POWELL REL | Shortage | SHORT | SURPLUS | (ft) | Release (cfs) | Prod (kW) | (GWh/yr) | (ft) | Release (cfs) | Prod (kW) | (GWh/yr) | Check | FCY | FLOW | Natural | DEMAND | USE | TO LP | RELEASE | GC REL | RELEASE | STORAGE | STORAGE | EVAP | EVAP | ELEVATION | ELEVATION | Shortage | SHORT | SURPLUS | T/F | T/F | T/F | LVL 1 SHT | LVL 2 SHT | (GWh/yr) | (GWh/yr)
2007 | [6 empty] | 0 | [7 empty] | 15.1352 | 3615 | [11 empty] | 15.1041 | 1117 | [23 empty] | 0 | 0
2008 | 1896 | 10.1362 | 4.65 | 4.4243 | 5.9551 | 0.40894 | 8.23 | 0 | 0 | 0 | 0 | 8.23 | 8.23 | -2.4692 | 12.666 | 3589 | 8.23 | 0.859 | 0.62471 | 1079 | 10 | 0 | 1195 | 0 | 0 | 10 | -1.505 | 13.5991 | 1100 |  |  | 0.22569 | 0 | 0.5 | 462 | 11367.9224 | 395788.5116 | 3467.1074 | 458.5 | 13812.7854 | 477266.2379 | 4180.8522 | -1.6653e-15 | 2008 | 10.9952 |  | 4.65 | 4.4243 | 5.9551 | 8.23 |  | 10 | 12.666 | 13.5991 | 0.40894 | 0.62471 | 3589 | 1100 | 0.22569 | 0 | 0.5 |  |  |  | 0 | 0 | 3467.1074 | 4180.8522
2009 | 1897 | 18.0932 | 4.665 | 4.665 | 13.2735 | 0.35647 | 8.23 | 0 | 0 | 0 | 0 | 8.23 | 8.23 | 4.3121 | 16.9781 | 3632 | 8.23 | 0.859 | 0.58156 | 1082 | 10 | 0 | 1195 | 0 | 0 | 10 | -1.4627 | 12.1364 | 1083 |  |  | 0 | 0 | 0.5 | 470.5 | 11367.9224 | 403070.3349 | 3530.8961 | 441.5 | 13812.7854 | 459570.4341 | 4025.837 | 1.2212e-15 | 2009 | 18.9522 |  | 4.665 | 4.665 | 13.2735 | 8.23 |  | 10 | 16.9781 | 12.1364 | 0.35647 | 0.58156 | 3632 | 1083 | 0 | 0 | 0.5 |  |  |  | 0 | 0 | 3530.8961 | 4025.837
2010 | 1898 | 13.8796 | 4.68 | 4.68 | 9.2556 | 0.44817 | 8.23 | 0 | 0 | 0 | 0 | 8.23 | 8.23 | 0.53124 | 17.5094 | 3636 | 8.23 | 0.859 | 0.54119 | 1083 | 10 | 0 | 1195 | 0 | 0 | 10 | -1.4232 | 10.7132 | 1066 |  |  | 0 | 0 | 0.5 | 494 | 11367.9224 | 423202.4345 | 3707.2533 | 424.5 | 13812.7854 | 441874.6303 | 3870.8218 | 1.9568e-15 | 2010 | 14.7386 |  | 4.68 | 4.68 | 9.2556 | 8.23 |  | 10 | 17.5094 | 10.7132 | 0.44817 | 0.54119 | 3636 | 1066 | 0 | 0 | 0.5 |  |  |  | 0 | 0 | 3707.2533 | 3870.8218
2011 | 1899 | 15.9482 | 4.695 | 4.695 | 11.2058 | 0.45778 | 8.23 | 0 | 0 | 1.3607 | 0 | 9.5907 | 8.5702 | 1.0647 | 18.5741 | 3645 | 9.5907 | 0.859 | 0.5022 | 1084 | 9.5 | 0 | 1195 | 0 | 0 | 9.5 | 0.43856 | 11.1518 | 1071 |  |  | 0 | 0.5 | 0 | 500.5 | 13247.4517 | 499662.2467 | 4377.0413 | 418.5 | 13122.1461 | 413847.5998 | 3625.305 | 0 | 2011 | 16.8072 |  | 4.695 | 4.695 | 11.2058 | 9.5907 |  | 9.5 | 18.5741 | 11.1518 | 0.45778 | 0.5022 | 3645 | 1071 | 0 | 0.5 | 0 |  |  |  | 0.5 | 0 | 4377.0413 | 3625.305
2012 | 1900 | 13.2898 | 4.71 | 4.71 | 8.6654 | 0.48009 | 8.23 | 0 | 0 | 0 | 0 | 8.23 | 8.5021 | -0.041155 | 18.5329 | 3645 | 8.23 | 0.859 | 0.51375 | 1085 | 9.5 | 0 | 1195 | 0 | 0 | 9.5 | -0.90626 | 10.2455 | 1060 |  |  | 0 | 0.5 | 0 | 505 | 11367.9224 | 432625.9705 | 3789.8035 | 415.5 | 13122.1461 | 410880.9504 | 3599.3171 | -7.9103e-16 | 2012 | 14.1488 |  | 4.71 | 4.71 | 8.6654 | 8.23 |  | 9.5 | 18.5329 | 10.2455 | 0.48009 | 0.51375 | 3645 | 1060 | 0 | 0.5 | 0 |  |  |  | 0.5 | 0 | 3789.8035 | 3599.3171
2013 | 1901 | 13.6455 | 4.725 | 4.725 | 8.9882 | 0.48009 | 8.23 | 0 | 0 | 0 | 0 | 8.23 | 8.4568 | 0.25589 | 18.7888 | 3647 | 8.23 | 0.859 | 0.48834 | 1086 | 9.5 | 0 | 1195 | 0 | 0 | 9.5 | -0.88136 | 9.3641 | 1048 |  |  | 0 | 0.5 | 0 | 506 | 11367.9224 | 433482.6556 | 3797.3081 | 404 | 13122.1461 | 399508.7941 | 3499.697 | -8.8818e-16 | 2013 | 14.5045 |  | 4.725 | 4.725 | 8.9882 | 8.23 |  | 9.5 | 18.7888 | 9.3641 | 0.48009 | 0.48834 | 3647 | 1048 | 0 | 0.5 | 0 |  |  |  | 0.5 | 0 | 3797.3081 | 3499.697
2014 | 1902 | 9.4369 | 4.74 | 4.4748 | 5.2402 | 0.48517 | 8.23 | 0 | 0 | 0 | 0 | 8.23 | 8.4244 | -3.197 | 15.5919 | 3619 | 8.23 | 0.859 | 0.45835 | 1086 | 9.5 | 0 | 1195 | 0 | 0 | 9.5 | -0.85196 | 8.5122 | 1035 |  |  | 0.26515 | 0.5 | 0 | 493 | 11367.9224 | 422345.7494 | 3699.7488 | 0 | 13122.1461 | 0 | 0 | -1.9429e-15 | 2014 | 10.2959 |  | 4.74 | 4.4748 | 5.2402 | 8.23 |  | 9.5 | 15.5919 | 8.5122 | 0.48517 | 0.45835 | 3619 | 1035 | 0.26515 | 0.5 | 0 |  |  |  | 0.5 | 0 | 3699.7488 | 0
2015 | 1903 | 14.8762 | 4.755 | 4.755 | 10.1274 | 0.41729 | 8.23 | 0 | 0 | 0 | 0 | 8.23 | 8.4001 | 1.3617 | 16.9536 | 3631 | 8.23 | 0.859 | 0.42814 | 1087 | 9.5 | 0 | 1195 | 0 | 0 | 9.5 | -0.82236 | 7.6898 | 1022 |  |  | 0 | 0.5 | 0 | 485 | 11367.9224 | 415492.2687 | 3639.7123 | 0 | 13122.1461 | 0 | 0 | -3.5527e-15 | 2015 | 15.7352 |  | 4.755 | 4.755 | 10.1274 | 8.23 |  | 9.5 | 16.9536 | 7.6898 | 0.41729 | 0.42814 | 3631 | 1022 | 0 | 0.5 | 0 |  |  |  | 0.5 | 0 | 3639.7123 | 0
2016 | 1904 | 15.7181 | 4.77 | 4.77 | 10.9122 | 0.44577 | 8.23 | 0 | 0 | 0 | 0 | 8.23 | 8.3812 | 2.0575 | 19.0111 | 3649 | 8.23 | 0.859 | 0.40159 | 1088 | 9.5 | 0 | 1195 | 0 | 0 | 9.5 | -0.79634 | 6.8935 | 1009 |  |  | 0 | 0.5 | 0 | 500 | 11367.9224 | 428342.545 | 3752.2807 | 0 | 13122.1461 | 0 | 0 | -2.2204e-15 | 2016 | 16.5771 |  | 4.77 | 4.77 | 10.9122 | 8.23 |  | 9.5 | 19.0111 | 6.8935 | 0.44577 | 0.40159 | 3649 | 1009 | 0 | 0.5 | 0 |  |  |  | 0.5 | 0 | 3752.2807 | 0
2017 | 1905 | 16.1019 | 4.785 | 4.785 | 11.2618 | 0.49026 | 8.23 | 0 | 0 | 1.5527 | 0 | 9.7827 | 8.5213 | 0.90976 | 19.9209 | 3656 | 9.7827 | 0.859 | 0.37484 | 1090 | 9.5 | 0 | 1195 | 0 | 0 | 9.5 | 0.75153 | 7.645 | 1021 | 14.1126 | 8.5213 | 0 | 0.5 | 0 | 512.5 | 13512.6467 | 521884.5026 | 4571.7082 | 0 | 13122.1461 | 0 | 0 | -1.0686e-15 | 2017 | 16.9609 | 14.9716 | 4.785 | 4.785 | 11.2618 | 9.7827 | 8.5213 | 9.5 | 19.9209 | 7.645 | 0.49026 | 0.37484 | 3656 | 1021 | 0 | 0.5 | 0 |  |  |  | 0.5 | 0 | 4571.7082 | 0
2018 | 1906 | 18.2998 | 4.8 | 4.8 | 13.3348 | 0.50806 | 8.23 | 0 | 0 | 4.351 | 0 | 12.581 | 8.9564 | 0.22611 | 20.147 | 3658 | 12.581 | 0.58069 | 0.39955 | 1091 | 9.5 | 0 | 1195 | 0 | 0 | 9.5 | 3.1969 | 10.8419 | 1067 | 14.9289 | 8.9564 | 0 | 0.5 | 0 | 517 | 17377.885 | 677060.6447 | 5931.0512 | 0 | 13122.1461 | 0 | 0 | 1.9429e-15 | 2018 | 18.8805 | 15.7601 | 4.8 | 4.8 | 13.3348 | 12.581 | 8.9564 | 9.5 | 20.147 | 10.8419 | 0.50806 | 0.39955 | 3658 | 1067 | 0 | 0.5 | 0 |  |  |  | 0.5 | 0 | 5931.0512 | 0
2019 | 1907 | 21.3336 | 4.815 | 4.815 | 16.2019 | 0.51314 | 8.23 | 0 | 0 | 7.2724 | 0 | 15.5024 | 9.6837 | 0.17142 | 20.3184 | 3659 | 15.5024 | 1.0405 | 0.50451 | 1093 | 9.5 | 0 | 1195 | 0 | 0 | 9.5 | 6.4076 | 17.2496 | 1138 | 15.253 | 9.6837 | 0 | 0.5 | 0 | 518.5 | 21413.1798 | 836700.5104 | 7329.4965 | 452.5 | 13122.1461 | 447469.6271 | 3919.8339 | -3.3862e-15 | 2019 | 22.3741 | 16.1023 | 4.815 | 4.815 | 16.2019 | 15.5024 | 9.6837 | 9.5 | 20.3184 | 17.2496 | 0.51314 | 0.50451 | 3659 | 1138 | 0 | 0.5 | 0 |  |  |  | 0.5 | 0 | 7329.4965 | 3919.8339
2020 | 1908 | 11.829 | 4.83 | 4.68 | 7.3076 | 0.51569 | 8.23 | 0 | 0 | 0 | 0 | 8.23 | 9.6837 | -1.323 | 18.9954 | 3649 | 8.23 | 0.94291 | 0.68285 | 1094 | 10 | 0 | 1195 | 0 | 0 | 10 | -1.4797 | 15.7698 | 1123 | 15.0479 | 9.6837 | 0.15005 | 0 | 0.5 | 514 | 11367.9224 | 440336.1363 | 3857.3446 | 480.5 | 13812.7854 | 500166.6899 | 4381.4602 | 1.3323e-15 | 2020 | 12.7719 | 15.9056 | 4.83 | 4.68 | 7.3076 | 8.23 | 9.6837 | 10 | 18.9954 | 15.7698 | 0.51569 | 0.68285 | 3649 | 1123 | 0.15005 | 0 | 0.5 |  |  |  | 0 | 0 | 3857.3446 | 4381.4602
2021 | 1909 | 21.9435 | 4.845 | 4.845 | 16.7514 | 0.49026 | 8.23 | 0 | 0 | 6.3598 | 0 | 14.5898 | 10.1836 | 1.5376 | 20.533 | 3661 | 14.5898 | 0.90538 | 0.64075 | 1095 | 10 | 0 | 1195 | 0 | 0 | 10 | 4.7574 | 20.5272 | 1167 | 15.6475 | 10.1836 | 0 | 0 | 0.5 | 515 | 20152.6211 | 782129.8805 | 6851.4578 | 495 | 13812.7854 | 515260.1696 | 4513.6791 | 0 | 2021 | 22.8489 | 16.5098 | 4.845 | 4.845 | 16.7514 | 14.5898 | 10.1836 | 10 | 20.533 | 20.5272 | 0.49026 | 0.64075 | 3661 | 1167 | 0 | 0 | 0.5 |  |  |  | 0 | 0 | 6851.4578 | 4513.6791
2022 | 1910 | 14.8056 | 4.86 | 4.86 | 9.9553 | 0.52115 | 8.23 | 0 | 0 | 0.90378 | 0 | 9.1338 | 10.274 | 0.27634 | 20.8093 | 3663 | 9.1338 | 1.1453 | 0.80257 | 1096 | 10 | 0 | 1195 | 0 | 0 | 10 | -0.51299 | 20.0142 | 1162 | 15.799 | 10.274 | 0 | 0 | 0.5 | 522 | 12616.288 | 496297.6355 | 4347.5673 | 514.5 | 13812.7854 | 535558.2975 | 4691.4907 | 5.3429e-16 | 2022 | 15.9509 | 16.69 | 4.86 | 4.86 | 9.9553 | 9.1338 | 10.274 | 10 | 20.8093 | 20.0142 | 0.52115 | 0.80257 | 3663 | 1162 | 0 | 0 | 0.5 |  |  |  | 0 | 0 | 4347.5673 | 4691.4907
2023 | 1911 | 15.1958 | 4.875 | 4.875 | 10.311 | 0.52699 | 8.23 | 0 | 0 | 1.3633 | 0 | 9.5933 | 10.4103 | 0.17544 | 20.9847 | 3664 | 9.5933 | 1.2093 | 0.78057 | 1097 | 10 | 0 | 1195 | 0 | 0 | 10 | 0.02159 | 20.0358 | 1163 | 15.9541 | 10.4103 | 0 | 0 | 0.5 | 523.5 | 13251.0541 | 522765.8653 | 4579.429 | 512.5 | 13812.7854 | 533476.4382 | 4673.2536 | -1.3323e-15 | 2023 | 16.4051 | 16.8801 | 4.875 | 4.875 | 10.311 | 9.5933 | 10.4103 | 10 | 20.9847 | 20.0358 | 0.52699 | 0.78057 | 3664 | 1163 | 0 | 0 | 0.5 |  |  |  | 0 | 0 | 4579.429 | 4673.2536
2024 | 1912 | 19.1713 | 4.89 | 4.89 | 14.0728 | 0.52991 | 8.23 | 0 | 0 | 4.0418 | 0 | 12.2718 | 10.8145 | 1.1693 | 22.1541 | 3673 | 12.2718 | 0.7331 | 0.78497 | 1098 | 10 | 0 | 1195 | 0 | 0 | 10 | 2.1756 | 22.2114 | 1180 | 16.9275 | 10.8145 | 0 | 0 | 0.5 | 528.5 | 16950.8348 | 675112.5646 | 5913.9861 | 521.5 | 13812.7854 | 542844.8049 | 4755.3205 | 0 | 2024 | 19.9045 | 17.8409 | 4.89 | 4.89 | 14.0728 | 12.2718 | 10.8145 | 10 | 22.1541 | 22.2114 | 0.52991 | 0.78497 | 3673 | 1180 | 0 | 0 | 0.5 |  |  |  | 0 | 0 | 5913.9861 | 4755.3205
2025 | 1913 | 14.5399 | 4.905 | 4.905 | 9.6579 | 0.55618 | 8.23 | 0 | 0 | 1.3587 | 0 | 9.5887 | 10.9504 | -0.44802 | 21.7061 | 3669 | 9.5887 | 0.72685 | 0.85977 | 1100 | 10 | 0 | 1195 | 0 | 0 | 10 | -0.53337 | 21.678 | 1176 | 16.8939 | 10.9504 | 0 | 0 | 0.5 | 531 | 13244.6101 | 529997.4839 | 4642.778 | 528 | 13812.7854 | 549610.8476 | 4814.591 | -2.1302e-15 | 2025 | 15.2667 | 17.7941 | 4.905 | 4.905 | 9.6579 | 9.5887 | 10.9504 | 10 | 21.7061 | 21.678 | 0.55618 | 0.85977 | 3669 | 1176 | 0 | 0 | 0.5 |  |  |  | 0 | 0 | 4642.778 | 4814.591
2026 | 1914 | 21.1653 | 4.92 | 4.92 | 15.937 | 0.5445 | 8.23 | 0 | 0 | 4.457 | 0 | 12.687 | 11.3961 | 2.4891 | 24.1952 | 3687 | 12.687 | 0.88882 | 0.84217 | 1101 | 10 | 0 | 1195 | 0.085662 | 0 | 10.0857 | 2.595 | 24.273 | 1195 | 17.4386 | 11.3961 | 0 | 0 | 0.58566 | 538 | 17524.2246 | 710495.2785 | 6223.9386 | 535.5 | 13931.109 | 562192.7945 | 4924.8089 | -3.3862e-15 | 2026 | 22.0541 | 18.3418 | 4.92 | 4.92 | 15.937 | 12.687 | 11.3961 | 10.0857 | 24.1952 | 24.273 | 0.5445 | 0.84217 | 3687 | 1195 | 0 | 0 | 0.58566 |  |  |  | 0 | 0 | 6223.9386 | 4924.8089
2027 | 1915 | 14.2037 | 4.935 | 4.935 | 9.3085 | 0.59759 | 8.23 | 0 | 0 | 1.1267 | 0 | 9.3567 | 11.3535 | -0.59416 | 23.601 | 3683 | 9.3567 | 0.84184 | 0.92223 | 1103 | 10 | 0 | 1195 | 0 | 0 | 10 | -0.70917 | 23.5638 | 1190 | 17.2488 | 11.3535 | 0 | 0 | 0.5 | 545 | 12924.2764 | 530814.5852 | 4649.9358 | 542.5 | 13812.7854 | 564704.3273 | 4946.8099 | 1.1588e-15 | 2027 | 15.0455 | 18.1502 | 4.935 | 4.935 | 9.3085 | 9.3567 | 11.3535 | 10 | 23.601 | 23.5638 | 0.59759 | 0.92223 | 3683 | 1190 | 0 | 0 | 0.5 |  |  |  | 0 | 0 | 4649.9358 | 4946.8099
2028 | 1916 | 19.2773 | 4.95 | 4.95 | 14.1134 | 0.58561 | 8.23 | 0 | 0 | 3.3305 | 0 | 11.5605 | 11.2514 | 1.8099 | 25.411 | 3694 | 11.5605 | 1.3467 | 0.90265 | 1104 | 10 | 0 | 1195 | 0.66403 | 0 | 10.664 | 1.3137 | 24.8775 | 1199 | 17.3465 | 11.2514 | 0 | 0 | 1.164 | 548.5 | 15968.2119 | 660044.2132 | 5781.9873 | 544.5 | 14729.9913 | 604422.3077 | 5294.7394 | -2.1372e-15 | 2028 | 20.624 | 18.3246 | 4.95 | 4.95 | 14.1134 | 11.5605 | 11.2514 | 10.664 | 25.411 | 24.8775 | 0.58561 | 0.90265 | 3694 | 1199 | 0 | 0 | 1.164 |  |  |  | 0 | 0 | 5781.9873 | 5294.7394
2029 | 1917 | 23.9608 | 4.965 | 4.965 | 18.5477 | 0.61857 | 8.23 | 0 | 0 | 6.0287 | 2.8815 | 17.1401 | 11.4152 | 0.72592 | 26.1369 | 3699 | 17.1401 | 0.88318 | 0.93789 | 1106 | 10 | 0 | 1195 | 3.8613 | 1.6216 | 15.4829 | 1.5704 | 26.448 | 1210 | 17.6092 | 11.4152 | 0 | 0 | 5.9829 | 556.5 | 23675.2732 | 992888.0343 | 8697.6992 | 554.5 | 21386.2137 | 893666.6722 | 7828.52 | 3.7192e-15 | 2029 | 24.8439 | 18.5716 | 4.965 | 4.965 | 18.5477 | 17.1401 | 11.4152 | 15.4829 | 26.1369 | 26.448 | 0.61857 | 0.93789 | 3699 | 1210 | 0 | 0 | 5.9829 |  |  |  | 0 | 0 | 8697.6992 | 7828.52
2030 | 1918 | 15.8244 | 4.98 | 4.98 | 10.8031 | 0.63355 | 8.23 | 0 | 0 | 1.7634 | 0.11304 | 10.1065 | 11.6028 | 0.058074 | 26.195 | 3699 | 10.1065 | 0.85461 | 0.98295 | 1107 | 10 | 0 | 1195 | 1.0929 | 0 | 11.0929 | -1.0925 | 25.3555 | 1202 | 18.0087 | 11.6028 | 0 | 0 | 1.5929 | 559 | 13959.8599 | 588075.3494 | 5151.5401 | 556 | 15322.3833 | 642009.158 | 5624.0002 | -3.8233e-15 | 2030 | 16.679 | 18.9623 | 4.98 | 4.98 | 10.8031 | 10.1065 | 11.6028 | 11.0929 | 26.195 | 25.3555 | 0.63355 | 0.98295 | 3699 | 1202 | 0 | 0 | 1.5929 |  |  |  | 0 | 0 | 5151.5401 | 5624.0002
2031 | 1919 | 13.012 | 4.995 | 4.995 | 8.1164 | 0.63355 | 8.23 | 0 | 0 | 0.78254 | 0 | 9.0125 | 11.0451 | -1.4073 | 24.7877 | 3690 | 9.0125 | 1.2473 | 0.95003 | 1108 | 10 | 0 | 1195 | 0.2125 | 0 | 10.2125 | -0.88464 | 24.4708 | 1196 | 17.1156 | 11.0451 | 0 | 0 | 0.7125 | 554.5 | 12448.8278 | 520199.7279 | 4556.9496 | 549 | 14106.3071 | 583614.1153 | 5112.4596 | 1.8735e-15 | 2031 | 14.2593 | 18.1033 | 4.995 | 4.995 | 8.1164 | 9.0125 | 11.0451 | 10.2125 | 24.7877 | 24.4708 | 0.63355 | 0.95003 | 3690 | 1196 | 0 | 0 | 0.7125 |  |  |  | 0 | 0 | 4556.9496 | 5112.4596
2032 | 1920 | 22.0305 | 5.01 | 5.01 | 16.669 | 0.60658 | 8.23 | 0 | 0 | 4.7696 | 1.6504 | 14.6501 | 11.5967 | 1.2994 | 26.087 | 3699 | 14.6501 | 1.3061 | 0.92614 | 1108 | 10 | 0 | 1195 | 2.6303 | 0.39057 | 13.0208 | 1.969 | 26.4398 | 1210 | 17.8381 | 11.5967 | 0 | 0 | 3.5208 | 554.5 | 20235.8049 | 845594.4857 | 7407.4077 | 553 | 17985.4202 | 749524.4928 | 6565.8346 | -3.0531e-15 | 2032 | 23.3366 | 18.8419 | 5.01 | 5.01 | 16.669 | 14.6501 | 11.5967 | 13.0208 | 26.087 | 26.4398 | 0.60658 | 0.92614 | 3699 | 1210 | 0 | 0 | 3.5208 |  |  |  | 0 | 0 | 7407.4077 | 6565.8346
2033 | 1921 | 22.8092 | 5.025 | 5.025 | 17.3938 | 0.63355 | 8.23 | 0 | 0 | 4.7284 | 3.6888 | 16.6472 | 12.3021 | 0.10395 | 26.191 | 3699 | 16.6472 | 1.4735 | 0.98295 | 1100 | 10 | 0 | 1195 | 4.6686 | 2.4289 | 17.0976 | 0.03938 | 26.4792 | 1210 | 18.5994 | 12.3021 | 0 | 0 | 7.5976 | 559 | 22994.4514 | 968668.0382 | 8485.532 | 560 | 23616.5228 | 996653.2576 | 8730.6825 | 1.5543e-15 | 2033 | 24.2827 | 19.6296 | 5.025 | 5.025 | 17.3938 | 16.6472 | 12.3021 | 17.0976 | 26.191 | 26.4792 | 0.63355 | 0.98295 | 3699 | 1210 | 0 | 0 | 7.5976 |  |  |  | 0 | 0 | 8485.532 | 8730.6825
2034 | 1922 | 18.7569 | 5.04 | 5.04 | 13.529 | 0.63355 | 8.23 | 0 | 0 | 2.9883 | 1.6681 | 12.8864 | 12.3636 | 0.0083159 | 26.1993 | 3699 | 12.8864 | 1.1536 | 0.98295 | 1112 | 10 | 0 | 1195 | 2.648 | 0.40827 | 13.0563 | 0.00078759 | 26.48 | 1210 | 18.558 | 12.3636 | 0 | 0 | 3.5563 | 559 | 17799.7707 | 749836.0642 | 6568.5639 | 560 | 18034.3364 | 761076.4841 | 6667.03 | 1.4155e-15 | 2034 | 19.9105 | 19.6302 | 5.04 | 5.04 | 13.529 | 12.8864 | 12.3636 | 13.0563 | 26.1993 | 26.48 | 0.63355 | 0.98295 | 3699 | 1210 | 0 | 0 | 3.5563 |  |  |  | 0 | 0 | 6568.5639 | 6667.03
2035 | 1923 | 18.4294 | 5.055 | 5.055 | 13.203 | 0.63355 | 8.23 | 0 | 0 | 2.4215 | 1.9172 | 12.5687 | 12.6616 | 0.00066527 | 26.1999 | 3699 | 12.5687 | 1.9687 | 0.98295 | 1113 | 10 | 0 | 1195 | 2.897 | 0.65733 | 13.5544 | 1.5752e-05 | 26.48 | 1210 | 18.9469 | 12.6616 | 0 | 0 | 4.0544 | 559 | 17360.8575 | 731346.3347 | 6406.5939 | 560 | 18722.3764 | 790112.818 | 6921.3883 | 6.9389e-16 | 2035 | 20.3981 | 20.1434 | 5.055 | 5.055 | 13.203 | 12.5687 | 12.6616 | 13.5544 | 26.1999 | 26.48 | 0.63355 | 0.98295 | 3699 | 1210 | 0 | 0 | 4.0544 |  |  |  | 0 | 0 | 6406.5939 | 6921.3883
2036 | 1924 | 14.7075 | 5.07 | 5.07 | 9.6522 | 0.63355 | 8.23 | 0 | 0 | 0.94224 | 0 | 9.1722 | 12.3101 | -0.14133 | 26.0586 | 3699 | 9.1722 | 1.377 | 0.98295 | 1114 | 10 | 0 | 1195 | 0.90302 | 0 | 10.903 | -1.31 | 25.17 | 1201 | 18.3012 | 12.3101 | 0 | 0 | 1.403 | 559 | 12669.4147 | 533713.844 | 4675.3333 | 555.5 | 15060.1035 | 630452.1496 | 5522.7608 | -7.095e-16 | 2036 | 16.0846 | 19.5464 | 5.07 | 5.07 | 9.6522 | 9.1722 | 12.3101 | 10.903 | 26.0586 | 25.17 | 0.63355 | 0.98295 | 3699 | 1201 | 0 | 0 | 1.403 |  |  |  | 0 | 0 | 4675.3333 | 5522.7608
2037 | 1925 | 13.4735 | 5.085 | 5.085 | 8.4648 | 0.63355 | 8.23 | 0 | 0 | 1.2759 | 0 | 9.5059 | 12.325 | -1.5406 | 24.518 | 3689 | 9.5059 | 0.65402 | 0.94592 | 1116 | 10 | 0 | 1195 | 0.07187 | 0 | 10.0719 | -0.84072 | 24.3293 | 1195 | 18.2281 | 12.325 | 0 | 0 | 0.57187 | 554 | 13130.2719 | 548180.5154 | 4802.0613 | 548 | 13912.0585 | 574529.1437 | 5032.8753 | 0 | 2037 | 14.1275 | 19.4546 | 5.085 | 5.085 | 8.4648 | 9.5059 | 12.325 | 10.0719 | 24.518 | 24.3293 | 0.63355 | 0.94592 | 3689 | 1195 | 0 | 0 | 0.57187 |  |  |  | 0 | 0 | 4802.0613 | 5032.8753
2038 | 1926 | 16.1894 | 5.1 | 5.1 | 11.0299 | 0.60358 | 8.23 | 0 | 0 | 2.2201 | 0 | 10.4501 | 12.214 | -0.021926 | 24.4961 | 3689 | 10.4501 | 0.63693 | 0.92223 | 1117 | 10 | 0 | 1195 | 0.12694 | 0 | 10.1269 | 0.037151 | 24.3665 | 1195 | 17.9194 | 12.214 | 0 | 0 | 0.62694 | 549 | 14434.5566 | 597194.6402 | 5231.425 | 545 | 13988.1216 | 574507.9054 | 5032.6893 | 0 | 2038 | 16.8263 | 19.0749 | 5.1 | 5.1 | 11.0299 | 10.4501 | 12.214 | 10.1269 | 24.4961 | 24.3665 | 0.60358 | 0.92223 | 3689 | 1195 | 0 | 0 | 0.62694 |  |  |  | 0 | 0 | 5231.425 | 5032.6893
2039 | 1927 | 18.6386 | 5.115 | 5.115 | 13.3417 | 0.60358 | 8.23 | 0 | 0 | 3.1515 | 0 | 11.3815 | 11.6381 | 1.2481 | 25.7442 | 3697 | 11.3815 | 1.027 | 0.92223 | 1119 | 10 | 0 | 1195 | 0.8062 | 0 | 10.8062 | 0.66642 | 25.0329 | 1200 | 17.3871 | 11.6381 | 0 | 0 | 1.3062 | 553 | 15720.9834 | 655156.3424 | 5739.1696 | 547.5 | 14926.3688 | 615854.8981 | 5394.8889 | 3.7192e-15 | 2039 | 19.6656 | 18.557 | 5.115 | 5.115 | 13.3417 | 11.3815 | 11.6381 | 10.8062 | 25.7442 | 25.0329 | 0.60358 | 0.92223 | 3697 | 1200 | 0 | 0 | 1.3062 |  |  |  | 0 | 0 | 5739.1696 | 5394.8889
2040 | 1928 | 17.66 | 5.13 | 5.13 | 12.397 | 0.62755 | 8.23 | 0 | 0 | 3.3442 | 0 | 11.5742 | 11.7849 | 0.17963 | 25.9238 | 3698 | 11.5742 | 0.27409 | 0.9418 | 1120 | 10 | 0 | 1195 | 0.84956 | 0 | 10.8496 | 0.055822 | 25.0887 | 1200 | 17.5707 | 11.7849 | 0 | 0 | 1.3496 | 557.5 | 15987.244 | 671674.0706 | 5883.8649 | 550 | 14986.2626 | 621149.4952 | 5441.2696 | 5.2736e-16 | 2040 | 17.9341 | 18.6825 | 5.13 | 5.13 | 12.397 | 11.5742 | 11.7849 | 10.8496 | 25.9238 | 25.0887 | 0.62755 | 0.9418 | 3698 | 1200 | 0 | 0 | 1.3496 |  |  |  | 0 | 0 | 5883.8649 | 5441.2696
2041 | 1929 | 21.5071 | 5.145 | 5.145 | 16.0368 | 0.63055 | 8.23 | 0 | 0 | 5.215 | 1.685 | 15.13 | 12.3966 | 0.25412 | 26.1779 | 3699 | 15.13 | 0.29303 | 0.9418 | 1123 | 10 | 0 | 1195 | 2.6648 | 0.42512 | 13.09 | 1.3635 | 26.4522 | 1210 | 18.4202 | 12.3966 | 0 | 0 | 3.59 | 558.5 | 20898.7641 | 879597.3068 | 7705.2724 | 555 | 18080.8703 | 756227.4263 | 6624.5523 | 0 | 2041 | 21.8002 | 19.4366 | 5.145 | 5.145 | 16.0368 | 15.13 | 12.3966 | 13.09 | 26.1779 | 26.4522 | 0.63055 | 0.9418 | 3699 | 1210 | 0 | 0 | 3.59 |  |  |  | 0 | 0 | 7705.2724 | 6624.5523
2042 | 1930 | 15.355 | 5.16 | 5.16 | 10.1772 | 0.63355 | 8.23 | 0 | 0 | 1.5841 | 0 | 9.8141 | 11.913 | -0.2488 | 25.9291 | 3698 | 9.8141 | 0.62414 | 0.98295 | 1125 | 10 | 0 | 1195 | 0.83359 | 0 | 10.8336 | -1.3507 | 25.1014 | 1200 | 17.7527 | 11.913 | 0 | 0 | 1.3336 | 558.5 | 13556.0136 | 570552.0653 | 4998.0361 | 555 | 14964.2048 | 625873.7461 | 5482.654 | 1.5092e-15 | 2042 | 15.9791 | 18.7009 | 5.16 | 5.16 | 10.1772 | 9.8141 | 11.913 | 10.8336 | 25.9291 | 25.1014 | 0.63355 | 0.98295 | 3698 | 1200 | 0 | 0 | 1.3336 |  |  |  | 0 | 0 | 4998.0361 | 5482.654
2043 | 1931 | 8.6721 | 5.175 | 4.8499 | 4.1386 | 0.63055 | 8.23 | 0 | 0 | 0 | 0 | 8.23 | 11.0713 | -4.3442 | 21.5849 | 3668 | 8.23 | 0.63551 | 0.9418 | 1127 | 10 | 0 | 1195 | 0 | 0 | 10 | -2.0348 | 23.0667 | 1186 | 16.339 | 11.0713 | 0.32515 | 0 | 0.5 | 543 | 11367.9224 | 465180.0039 | 4074.9768 | 543 | 13812.7854 | 565224.7921 | 4951.3692 | 0 | 2043 | 9.3076 | 17.2034 | 5.175 | 4.8499 | 4.1386 | 8.23 | 11.0713 | 10 | 21.5849 | 23.0667 | 0.63055 | 0.9418 | 3668 | 1186 | 0.32515 | 0 | 0.5 |  |  |  | 0 | 0 | 4074.9768 | 4951.3692
2044 | 1932 | 17.6276 | 5.19 | 5.19 | 12.3062 | 0.54158 | 8.23 | 0 | 0 | 0.66201 | 0 | 8.892 | 10.6719 | 2.6428 | 24.2277 | 3687 | 8.892 | 1.2269 | 0.8855 | 1129 | 10 | 0 | 1195 | 0 | 0 | 10 | -0.75131 | 22.3154 | 1181 | 16.226 | 10.6719 | 0 | 0 | 0.5 | 537.5 | 12282.3401 | 497507.5726 | 4358.1663 | 533.5 | 13812.7854 | 555335.9605 | 4864.743 | 6.9389e-16 | 2044 | 18.8544 | 17.0977 | 5.19 | 5.19 | 12.3062 | 8.892 | 10.6719 | 10 | 24.2277 | 22.3154 | 0.54158 | 0.8855 | 3687 | 1181 | 0 | 0 | 0.5 |  |  |  | 0 | 0 | 4358.1663 | 4864.743
2045 | 1933 | 12.1868 | 5.205 | 5.0541 | 7.2733 | 0.59759 | 8.23 | 0 | 0 | 0 | 0 | 8.23 | 10.238 | -1.4299 | 22.7978 | 3677 | 8.23 | 0.68035 | 0.86406 | 1132 | 10 | 0 | 1195 | 0 | 0 | 10 | -1.9146 | 20.4007 | 1166 | 15.6018 | 10.238 | 0.15091 | 0 | 0.5 | 542 | 11367.9224 | 464323.3188 | 4067.4723 | 523.5 | 13812.7854 | 544926.6642 | 4773.5576 | -1.6931e-15 | 2045 | 12.8671 | 16.3447 | 5.205 | 5.0541 | 7.2733 | 8.23 | 10.238 | 10 | 22.7978 | 20.4007 | 0.59759 | 0.86406 | 3677 | 1166 | 0.15091 | 0 | 0.5 |  |  |  | 0 | 0 | 4067.4723 | 4773.5576
2046 | 1934 | 6.6585 | 5.22 | 4.7919 | 2.2837 | 0.56786 | 8.23 | 0 | 0 | 0 | 0 | 8.23 | 10.1438 | -5.9931 | 16.8047 | 3630 | 8.23 | 0.56753 | 0.79817 | 1133 | 10 | 0 | 1195 | 0 | 0 | 10 | -1.9606 | 18.4401 | 1149 | 14.7969 | 10.1438 | 0.42807 | 0 | 0.5 | 513.5 | 11367.9224 | 439907.7937 | 3853.5923 | 507.5 | 13812.7854 | 528271.79 | 4627.6609 | -2.8311e-15 | 2046 | 7.226 | 15.4588 | 5.22 | 4.7919 | 2.2837 | 8.23 | 10.1438 | 10 | 16.8047 | 18.4401 | 0.56786 | 0.79817 | 3630 | 1149 | 0.42807 | 0 | 0.5 |  |  |  | 0 | 0 | 3853.5923 | 4627.6609
2047 | 1935 | 12.3374 | 5.235 | 5.0901 | 7.3804 | 0.44337 | 8.23 | 0 | 0 | 0 | 0 | 8.23 | 10.0162 | -1.1895 | 15.6152 | 3619 | 8.23 | 0.29947 | 0.72595 | 1135 | 10 | 0 | 1195 | 0 | 0 | 10 | -2.1526 | 16.2876 | 1129 | 14.6832 | 10.0162 | 0.14488 | 0 | 0.5 | 484.5 | 11367.9224 | 415063.9261 | 3635.96 | 489 | 13812.7854 | 509014.5918 | 4458.9678 | -1.5821e-15 | 2047 | 12.6369 | 15.3097 | 5.235 | 5.0901 | 7.3804 | 8.23 | 10.0162 | 10 | 15.6152 | 16.2876 | 0.44337 | 0.72595 | 3619 | 1129 | 0.14488 | 0 | 0.5 |  |  |  | 0 | 0 | 3635.96 | 4458.9678
2048 | 1936 | 14.5531 | 5.25 | 5.25 | 9.3255 | 0.41729 | 8.23 | 0 | 0 | 0 | 0 | 8.23 | 9.7942 | 0.62391 | 16.2391 | 3625 | 8.23 | 0.48269 | 0.65759 | 1137 | 9.5 | 0 | 1195 | 0 | 0 | 9.5 | -1.416 | 14.8716 | 1114 | 14.5196 | 9.7942 | 0 | 0.5 | 0 | 482 | 11367.9224 | 412922.2134 | 3617.1986 | 471.5 | 13122.1461 | 466258.407 | 4084.4236 | -2.2204e-15 | 2048 | 15.0358 | 15.1307 | 5.25 | 5.25 | 9.3255 | 8.23 | 9.7942 | 9.5 | 16.2391 | 14.8716 | 0.41729 | 0.65759 | 3625 | 1114 | 0 | 0.5 | 0 |  |  |  | 0.5 | 0 | 3617.1986 | 4084.4236
2049 | 1937 | 14.228 | 5.265 | 5.265 | 9.0016 | 0.43137 | 8.23 | 0 | 0 | 0 | 0 | 8.23 | 9.479 | 0.31298 | 16.5521 | 3628 | 8.23 | 0.80654 | 0.6171 | 1138 | 9.5 | 0 | 1195 | 0 | 0 | 9.5 | -1.0589 | 13.8126 | 1103 | 14.0786 | 9.479 | 0 | 0.5 | 0 | 486.5 | 11367.9224 | 416777.2963 | 3650.9691 | 458.5 | 13122.1461 | 453402.926 | 3971.8096 | -3.5527e-15 | 2049 | 15.0345 | 14.6676 | 5.265 | 5.265 | 9.0016 | 8.23 | 9.479 | 9.5 | 16.5521 | 13.8126 | 0.43137 | 0.6171 | 3628 | 1103 | 0 | 0.5 | 0 |  |  |  | 0.5 | 0 | 3650.9691 | 3971.8096
2050 | 1938 | 18.0038 | 5.28 | 5.28 | 12.5737 | 0.43857 | 8.23 | 0 | 0 | 0 | 0 | 8.23 | 9.1446 | 3.5927 | 20.1448 | 3658 | 8.23 | 0.6057 | 0.58917 | 1140 | 9.5 | 0 | 1195 | 0 | 0 | 9.5 | -1.2284 | 12.5842 | 1089 | 14.1129 | 9.1446 | 0 | 0.5 | 0 | 503 | 11367.9224 | 430912.6003 | 3774.7944 | 446 | 13122.1461 | 441041.8866 | 3863.5269 | -2.8588e-15 | 2050 | 18.6095 | 14.7351 | 5.28 | 5.28 | 12.5737 | 8.23 | 9.1446 | 9.5 | 20.1448 | 12.5842 | 0.43857 | 0.58917 | 3658 | 1089 | 0 | 0.5 | 0 |  |  |  | 0.5 | 0 | 3774.7944 | 3863.5269
2051 | 1939 | 11.7728 | 5.295 | 5.1189 | 6.8153 | 0.51314 | 8.23 | 0 | 0 | 0 | 0 | 8.23 | 8.4546 | -1.7736 | 18.3712 | 3643 | 8.23 | 0.8733 | 0.55451 | 1142 | 9.5 | 0 | 1195 | 0 | 0 | 9.5 | -0.93219 | 11.652 | 1078 | 13.1395 | 8.4546 | 0.17611 | 0.5 | 0 | 510.5 | 11367.9224 | 437337.7385 | 3831.0786 | 433.5 | 13122.1461 | 428680.8471 | 3755.2442 | 1.5266e-15 | 2051 | 12.6461 | 13.8197 | 5.295 | 5.1189 | 6.8153 | 8.23 | 8.4546 | 9.5 | 18.3712 | 11.652 | 0.51314 | 0.55451 | 3643 | 1078 | 0.17611 | 0.5 | 0 |  |  |  | 0.5 | 0 | 3831.0786 | 3755.2442
2052 | 1940 | 9.4241 | 5.31 | 5.0157 | 4.6872 | 0.475 | 8.23 | 0 | 0 | 0 | 0 | 8.23 | 8.2962 | -3.6964 | 14.6748 | 3610 | 8.23 | 1.017 | 0.52992 | 1144 | 9.5 | 0 | 1195 | 0 | 0 | 9.5 | -0.76724 | 10.8848 | 1068 | 12.5464 | 8.2962 | 0.29429 | 0.5 | 0 | 486.5 | 11367.9224 | 416777.2963 | 3650.9691 | 423 | 13122.1461 | 418297.574 | 3664.2867 | 1.3323e-15 | 2052 | 10.4412 | 13.2659 | 5.31 | 5.0157 | 4.6872 | 8.23 | 8.2962 | 9.5 | 14.6748 | 10.8848 | 0.475 | 0.52992 | 3610 | 1068 | 0.29429 | 0.5 | 0 |  |  |  | 0.5 | 0 | 3650.9691 | 3664.2867
2053 | 1941 | 18.405 | 5.325 | 5.325 | 12.9097 | 0.39851 | 8.23 | 0 | 0 | 0 | 0 | 8.23 | 8.2962 | 3.9387 | 18.6136 | 3645 | 8.23 | 2.0576 | 0.50682 | 1145 | 9.5 | 0 | 1195 | 0 | 0 | 9.5 | 0.27516 | 11.1599 | 1071 | 13.5197 | 8.2962 | 0 | 0.5 | 0 | 487.5 | 11367.9224 | 417633.9814 | 3658.4737 | 419.5 | 13122.1461 | 414836.483 | 3633.9676 | -3.3862e-15 | 2053 | 20.4626 | 14.3814 | 5.325 | 5.325 | 12.9097 | 8.23 | 8.2962 | 9.5 | 18.6136 | 11.1599 | 0.39851 | 0.50682 | 3645 | 1071 | 0 | 0.5 | 0 |  |  |  | 0.5 | 0 | 3658.4737 | 3633.9676
2054 | 1942 | 19.5191 | 5.34 | 5.34 | 13.9531 | 0.48009 | 8.23 | 0 | 0 | 0 | 0 | 8.23 | 8.23 | 4.8236 | 23.4372 | 3681 | 8.23 | 0.85049 | 0.51375 | 1147 | 9.5 | 0 | 1195 | 0 | 0 | 9.5 | -0.9146 | 10.2453 | 1060 | 13.7089 | 8.23 | 0 | 0.5 | 0 | 523 | 11367.9224 | 448046.3021 | 3924.8856 | 415.5 | 13122.1461 | 410880.9504 | 3599.3171 | 0 | 2054 | 20.3696 | 14.5329 | 5.34 | 5.34 | 13.9531 | 8.23 | 8.23 | 9.5 | 23.4372 | 10.2453 | 0.48009 | 0.51375 | 3681 | 1060 | 0 | 0.5 | 0 |  |  |  | 0.5 | 0 | 3924.8856 | 3599.3171
2055 | 1943 | 13.6882 | 5.355 | 5.355 | 8.3988 | 0.57961 | 8.23 | 0 | 0 | 0 | 0 | 8.23 | 8.23 | -0.37797 | 23.0592 | 3679 | 8.23 | 0.8291 | 0.48834 | 1149 | 9.5 | 0 | 1195 | 0 | 0 | 9.5 | -0.91065 | 9.3347 | 1047 | 13.859 | 8.23 | 0 | 0.5 | 0 | 540 | 11367.9224 | 462609.9486 | 4052.4631 | 403.5 | 13122.1461 | 399014.3525 | 3495.3657 | 0 | 2055 | 14.5173 | 14.698 | 5.355 | 5.355 | 8.3988 | 8.23 | 8.23 | 9.5 | 23.0592 | 9.3347 | 0.57961 | 0.48834 | 3679 | 1047 | 0 | 0.5 | 0 |  |  |  | 0.5 | 0 | 4052.4631 | 3495.3657
2056 | 1944 | 15.585 | 5.37 | 5.37 | 10.1858 | 0.5737 | 8.23 | 0 | 0 | 0 | 0 | 8.23 | 8.23 | 1.2715 | 24.3307 | 3687 | 8.23 | 0.90487 | 0.45585 | 1151 | 9.5 | 0 | 1195 | 0 | 0 | 9.5 | -0.80455 | 8.5301 | 1035 | 14.7517 | 8.23 | 0 | 0.5 | 0 | 543 | 11367.9224 | 465180.0039 | 4074.9768 | 0 | 13122.1461 | 0 | 0 | -3.7331e-15 | 2056 | 16.4899 | 15.6243 | 5.37 | 5.37 | 10.1858 | 8.23 | 8.23 | 9.5 | 24.3307 | 8.5301 | 0.5737 | 0.45585 | 3687 | 1035 | 0 | 0.5 | 0 |  |  |  | 0.5 | 0 | 4074.9768 | 0
2057 | 1945 | 13.9778 | 5.385 | 5.385 | 8.6439 | 0.59759 | 8.23 | 0 | 0 | 0 | 0 | 8.23 | 8.23 | -0.16902 | 24.1617 | 3686 | 8.23 | 1.0077 | 0.42814 | 1152 | 9.5 | 0 | 1195 | 0 | 0 | 9.5 | -0.67661 | 7.8535 | 1025 | 14.9157 | 8.23 | 0 | 0.5 | 0 | 546.5 | 11367.9224 | 468178.4017 | 4101.2428 | 0 | 13122.1461 | 0 | 0 | -2.6368e-16 | 2057 | 14.9855 | 15.8592 | 5.385 | 5.385 | 8.6439 | 8.23 | 8.23 | 9.5 | 24.1617 | 7.8535 | 0.59759 | 0.42814 | 3686 | 1025 | 0 | 0.5 | 0 |  |  |  | 0.5 | 0 | 4101.2428 | 0
2058 | 1946 | 11.1145 | 5.4 | 5.1857 | 6.123 | 0.59459 | 8.23 | 0 | 0 | 0 | 0 | 8.23 | 8.23 | -2.4855 | 21.6762 | 3669 | 8.23 | 0.73846 | 0.40772 | 1154 | 9.5 | 0 | 1195 | 0 | 0 | 9.5 | -0.92047 | 6.9331 | 1010 | 14.5718 | 8.23 | 0.21428 | 0.5 | 0 | 537.5 | 11367.9224 | 460468.2359 | 4033.7017 | 0 | 13122.1461 | 0 | 0 | -1.6653e-15 | 2058 | 11.8529 | 15.5409 | 5.4 | 5.1857 | 6.123 | 8.23 | 8.23 | 9.5 | 21.6762 | 6.9331 | 0.59459 | 0.40772 | 3669 | 1010 | 0.21428 | 0.5 | 0 |  |  |  | 0.5 | 0 | 4033.7017 | 0
2059 | 1947 | 15.9907 | 5.415 | 5.415 | 10.5262 | 0.5445 | 8.23 | 0 | 0 | 0 | 0 | 8.23 | 8.23 | 1.6115 | 23.2878 | 3680 | 8.23 | 0.70351 | 0.3769 | 1156 | 9.5 | -0.87695 | 1195 | 0 | 0 | 8.6231 | -0.06512 | 6.8679 | 1008 | 14.7481 | 8.23 | 0 | 1.3769 | 0 | 534.5 | 11367.9224 | 457898.1806 | 4011.1881 | 0 | 11910.8372 | 0 | 0 | 2.838e-15 | 2059 | 16.6942 | 15.7069 | 5.415 | 5.415 | 10.5262 | 8.23 | 8.23 | 8.6231 | 23.2878 | 6.8679 | 0.5445 | 0.3769 | 3680 | 1008 | 0 | 1.3769 | 0 |  |  |  | 0.5 | 0.87695 | 4011.1881 | 0
2060 | 1948 | 15.9544 | 5.43 | 5.43 | 10.4767 | 0.57662 | 8.23 | 0 | 0 | 0 | 0 | 8.23 | 8.23 | 1.5365 | 24.8243 | 3691 | 8.23 | 0.2981 | 0.37278 | 1157 | 9.5 | -1.3434 | 1195 | 0 | 0 | 8.1566 | -0.0013024 | 6.8666 | 1008 | 14.5432 | 8.23 | 0 | 1.8434 | 0 | 545.5 | 11367.9224 | 467321.7166 | 4093.7382 | 0 | 11266.6006 | 0 | 0 | 1.5057e-15 | 2060 | 16.2525 | 15.4712 | 5.43 | 5.43 | 10.4767 | 8.23 | 8.23 | 8.1566 | 24.8243 | 6.8666 | 0.57662 | 0.37278 | 3691 | 1008 | 0 | 1.8434 | 0 |  |  |  | 0.5 | 1.3434 | 4093.7382 | 0
2061 | 1949 | 16.7401 | 5.43 | 5.43 | 11.2231 | 0.60958 | 8.23 | 0 | 0 | 2.2078 | 0 | 10.4378 | 8.4508 | 0.16168 | 24.9859 | 3692 | 10.4378 | 0.62848 | 0.37278 | 1157 | 9.5 | 0 | 1195 | 0 | 0 | 9.5 | 1.1696 | 8.0362 | 1028 | 15.0399 | 8.4508 | 0 | 0.5 | 0 | 551.5 | 14417.4533 | 599203.2751 | 5249.0207 | 0 | 13122.1461 | 0 | 0 | -8.8818e-16 | 2061 | 17.3686 | 15.9434 | 5.43 | 5.43 | 11.2231 | 10.4378 | 8.4508 | 9.5 | 24.9859 | 8.0362 | 0.60958 | 0.37278 | 3692 | 1028 | 0 | 0.5 | 0 |  |  |  | 0.5 | 0 | 5249.0207 | 0
2062 | 1950 | 13.3802 | 5.43 | 5.43 | 8.0312 | 0.61257 | 8.23 | 0 | 0 | 0 | 0 | 8.23 | 8.4508 | -0.74648 | 24.2395 | 3687 | 8.23 | 0.31975 | 0.41384 | 1157 | 9.5 | -0.19448 | 1195 | 0 | 0 | 9.3055 | -1.1462 | 6.89 | 1009 | 15.4355 | 8.4508 | 0 | 0.69448 | 0 | 549.5 | 11367.9224 | 470748.457 | 4123.7565 | 0 | 12853.5138 | 0 | 0 | 0 | 2062 | 13.6999 | 16.2693 | 5.43 | 5.43 | 8.0312 | 8.23 | 8.4508 | 9.3055 | 24.2395 | 6.89 | 0.61257 | 0.41384 | 3687 | 1009 | 0 | 0.69448 | 0 |  |  |  | 0.5 | 0.19448 | 4123.7565 | 0
2063 | 1951 | 12.5442 | 5.43 | 5.2857 | 7.3813 | 0.59759 | 8.23 | 0 | 0 | 0 | 0 | 8.23 | 8.4508 | -1.3306 | 22.9089 | 3678 | 8.23 | 0.3503 | 0.37484 | 1157 | 9.5 | -1.2712 | 1195 | 0 | 0 | 8.2288 | -0.022924 | 6.8671 | 1008 | 14.8494 | 8.4508 | 0.14429 | 1.7712 | 0 | 542.5 | 11367.9224 | 464751.6613 | 4071.2246 | 0 | 11366.3273 | 0 | 0 | -5.2736e-16 | 2063 | 12.8945 | 15.5125 | 5.43 | 5.2857 | 7.3813 | 8.23 | 8.4508 | 8.2288 | 22.9089 | 6.8671 | 0.59759 | 0.37484 | 3678 | 1008 | 0.14429 | 1.7712 | 0 |  |  |  | 0.5 | 1.2712 | 4071.2246 | 0
2064 | 1952 | 20.9978 | 5.43 | 5.43 | 15.2679 | 0.57078 | 8.23 | 0 | 0 | 4.376 | 0 | 12.606 | 8.8884 | 1.9238 | 24.8327 | 3691 | 12.606 | 0.87456 | 0.37278 | 1157 | 9.5 | 0 | 1195 | 0 | 0 | 9.5 | 3.5356 | 10.4027 | 1062 | 14.9973 | 8.8884 | 0 | 0.5 | 0 | 544.5 | 17412.3385 | 714488.2546 | 6258.9171 | 0 | 13122.1461 | 0 | 0 | 0 | 2064 | 21.8723 | 15.6628 | 5.43 | 5.43 | 15.2679 | 12.606 | 8.8884 | 9.5 | 24.8327 | 10.4027 | 0.57078 | 0.37278 | 3691 | 1062 | 0 | 0.5 | 0 |  |  |  | 0.5 | 0 | 6258.9171 | 0
2065 | 1953 | 11.2564 | 5.43 | 5.2213 | 6.2222 | 0.60958 | 8.23 | 0 | 0 | 0 | 0 | 8.23 | 8.8884 | -2.4079 | 22.4248 | 3674 | 8.23 | 0.43355 | 0.49296 | 1157 | 9.5 | 0 | 1195 | 0 | 0 | 9.5 | -1.3028 | 9.0998 | 1044 | 14.7541 | 8.8884 | 0.20868 | 0.5 | 0 | 542.5 | 11367.9224 | 464751.6613 | 4071.2246 | 403 | 13122.1461 | 398519.911 | 3491.0344 | 9.992e-16 | 2065 | 11.6899 | 15.38 | 5.43 | 5.2213 | 6.2222 | 8.23 | 8.8884 | 9.5 | 22.4248 | 9.0998 | 0.60958 | 0.49296 | 3674 | 1044 | 0.20868 | 0.5 | 0 |  |  |  | 0.5 | 0 | 4071.2246 | 3491.0344
2066 | 1954 | 8.4073 | 5.43 | 5.0789 | 3.658 | 0.5591 | 8.23 | 0 | 0 | 0 | 0 | 8.23 | 8.8884 | -4.7206 | 17.7042 | 3638 | 8.23 | 0.52244 | 0.44835 | 1157 | 9.5 | 0 | 1195 | 0 | 0 | 9.5 | -1.172 | 7.9278 | 1026 | 14.0363 | 8.8884 | 0.35114 | 0.5 | 0 | 516 | 11367.9224 | 442049.5065 | 3872.3537 | 0 | 13122.1461 | 0 | 0 | 1.7764e-15 | 2066 | 8.9297 | 14.624 | 5.43 | 5.0789 | 3.658 | 8.23 | 8.8884 | 9.5 | 17.7042 | 7.9278 | 0.5591 | 0.44835 | 3638 | 1026 | 0.35114 | 0.5 | 0 |  |  |  | 0.5 | 0 | 3872.3537 | 0
2067 | 1955 | 9.8413 | 5.43 | 5.1506 | 4.9486 | 0.46258 | 8.23 | 0 | 0 | 0 | 0 | 8.23 | 8.8884 | -3.4444 | 14.2598 | 3606 | 8.23 | 0.80616 | 0.40976 | 1157 | 9.5 | 0 | 1195 | 0 | 0 | 9.5 | -0.85613 | 7.0717 | 1012 | 13.6227 | 8.8884 | 0.27944 | 0.5 | 0 | 482 | 11367.9224 | 412922.2134 | 3617.1986 | 0 | 13122.1461 | 0 | 0 | -1.4988e-15 | 2067 | 10.6474 | 14.1902 | 5.43 | 5.1506 | 4.9486 | 8.23 | 8.8884 | 9.5 | 14.2598 | 7.0717 | 0.46258 | 0.40976 | 3606 | 1012 | 0.27944 | 0.5 | 0 |  |  |  | 0.5 | 0 | 3617.1986 | 0
2068 | 1956 | 11.5589 | 5.43 | 5.2364 | 6.4945 | 0.39016 | 8.23 | 0 | 0 | 0 | 0 | 8.23 | 8.8884 | -1.9556 | 12.3042 | 3585 | 8.23 | 0.38992 | 0.38103 | 1157 | 9.5 | -1.056 | 1195 | 0 | 0 | 8.444 | -0.201 | 6.8707 | 1008 | 13.6671 | 8.8884 | 0.19356 | 1.556 | 0 | 455.5 | 11367.9224 | 390220.0585 | 3418.3277 | 0 | 11663.5115 | 0 | 0 | -7.7716e-16 | 2068 | 11.9488 | 14.1998 | 5.43 | 5.2364 | 6.4945 | 8.23 | 8.8884 | 8.444 | 12.3042 | 6.8707 | 0.39016 | 0.38103 | 3585 | 1008 | 0.19356 | 1.556 | 0 |  |  |  | 0.5 | 1.056 | 3418.3277 | 0
2069 | 1957 | 20.2541 | 5.43 | 5.43 | 14.5614 | 0.34878 | 8.23 | 0 | 0 | 0 | 0 | 8.23 | 8.8884 | 5.504 | 17.8081 | 3639 | 8.23 | 0.91275 | 0.37278 | 1157 | 9.5 | -0.72593 | 1195 | 0 | 0 | 8.7741 | -0.0040199 | 6.8667 | 1008 | 14.0935 | 8.8884 | 0 | 1.2259 | 0 | 472 | 11367.9224 | 404355.3625 | 3542.153 | 0 | 12119.4302 | 0 | 0 | -1.6098e-15 | 2069 | 21.1668 | 14.6471 | 5.43 | 5.43 | 14.5614 | 8.23 | 8.8884 | 8.7741 | 17.8081 | 6.8667 | 0.34878 | 0.37278 | 3639 | 1008 | 0 | 1.2259 | 0 |  |  |  | 0.5 | 0.72593 | 3542.153 | 0
2070 | 1958 | 16.979 | 5.43 | 5.43 | 11.45 | 0.46498 | 8.23 | 0 | 0 | 0 | 0 | 8.23 | 8.8884 | 2.5346 | 20.3428 | 3659 | 8.23 | 0.90403 | 0.37278 | 1157 | 9.5 | -0.73868 | 1195 | 0 | 0 | 8.7613 | -8.0399e-05 | 6.8666 | 1008 | 14.1959 | 8.8884 | 0 | 1.2387 | 0 | 509 | 11367.9224 | 436052.7108 | 3819.8217 | 0 | 12101.8278 | 0 | 0 | 0 | 2070 | 17.883 | 14.8101 | 5.43 | 5.43 | 11.45 | 8.23 | 8.8884 | 8.7613 | 20.3428 | 6.8666 | 0.46498 | 0.37278 | 3659 | 1008 | 0 | 1.2387 | 0 |  |  |  | 0.5 | 0.73868 | 3819.8217 | 0
2071 | 1959 | 9.2757 | 5.43 | 5.1223 | 4.4396 | 0.51569 | 8.23 | 0 | 0 | 0 | 0 | 8.23 | 8.6676 | -3.9616 | 16.3812 | 3626 | 8.23 | 0.54858 | 0.37278 | 1157 | 9.5 | -1.0942 | 1195 | 0 | 0 | 8.4058 | -1.608e-06 | 6.8666 | 1008 | 13.4495 | 8.6676 | 0.30771 | 1.5942 | 0 | 502.5 | 11367.9224 | 430484.2577 | 3771.0421 | 0 | 11610.7536 | 0 | 0 | 1.0547e-15 | 2071 | 9.8243 | 14.0557 | 5.43 | 5.1223 | 4.4396 | 8.23 | 8.6676 | 8.4058 | 16.3812 | 6.8666 | 0.51569 | 0.37278 | 3626 | 1008 | 0.30771 | 1.5942 | 0 |  |  |  | 0.5 | 1.0942 | 3771.0421 | 0
2072 | 1960 | 12.0308 | 5.43 | 5.26 | 6.9193 | 0.43377 | 8.23 | 0 | 0 | 0 | 0 | 8.23 | 8.6676 | -1.605 | 14.7762 | 3611 | 8.23 | 0.81714 | 0.37278 | 1157 | 9.5 | -0.82565 | 1195 | 0 | 0 | 8.6744 | -3.2159e-08 | 6.8666 | 1008 | 13.3145 | 8.6676 | 0.16996 | 1.3256 | 0 | 478.5 | 11367.9224 | 409923.8156 | 3590.9326 | 0 | 11981.7003 | 0 | 0 | 2.1372e-15 | 2072 | 12.848 | 13.9705 | 5.43 | 5.26 | 6.9193 | 8.23 | 8.6676 | 8.6744 | 14.7762 | 6.8666 | 0.43377 | 0.37278 | 3611 | 1008 | 0.16996 | 1.3256 | 0 |  |  |  | 0.5 | 0.82565 | 3590.9326 | 0
2073 | 1961 | 9.291 | 5.43 | 5.1231 | 4.4534 | 0.40059 | 8.23 | 0 | 0 | 0 | 0 | 8.23 | 8.6676 | -3.843 | 10.9332 | 3569 | 8.23 | 0.75992 | 0.37278 | 1157 | 9.5 | -0.88287 | 1195 | 0 | 0 | 8.6171 | -6.4319e-10 | 6.8666 | 1008 | 12.9892 | 8.6676 | 0.30695 | 1.3829 | 0 | 450 | 11367.9224 | 385508.2905 | 3377.0526 | 0 | 11902.6589 | 0 | 0 | 0 | 2073 | 10.0509 | 13.6861 | 5.43 | 5.1231 | 4.4534 | 8.23 | 8.6676 | 8.6171 | 10.9332 | 6.8666 | 0.40059 | 0.37278 | 3569 | 1008 | 0.30695 | 1.3829 | 0 |  |  |  | 0.5 | 0.88287 | 3377.0526 | 0
2074 | 1962 | 17.8524 | 5.43 | 5.43 | 12.2798 | 0.31806 | 8.23 | 0 | 0 | 0 | 0 | 8.23 | 8.23 | 3.4332 | 14.3664 | 3607 | 8.23 | 0.41269 | 0.37278 | 1157 | 9.5 | -1.2301 | 1195 | 0 | 0 | 8.2699 | -1.2865e-11 | 6.8666 | 1008 | 12.6747 | 8.23 | 0 | 1.7301 | 0 | 448 | 11367.9224 | 383794.9203 | 3362.0435 | 0 | 11423.0419 | 0 | 0 | 1.9429e-15 | 2074 | 18.2651 | 13.3254 | 5.43 | 5.43 | 12.2798 | 8.23 | 8.23 | 8.2699 | 14.3664 | 6.8666 | 0.31806 | 0.37278 | 3607 | 1008 | 0 | 1.7301 | 0 |  |  |  | 0.5 | 1.2301 | 3362.0435 | 0
2075 | 1963 | 9.3027 | 5.43 | 5.1236 | 4.464 | 0.39224 | 8.23 | 0 | 0 | 0 | 0 | 8.23 | 8.23 | -3.8256 | 10.5408 | 3564 | 8.23 | 0.57744 | 0.37278 | 1157 | 9.5 | -1.0653 | 1195 | 0 | 0 | 8.4347 | -2.5764e-13 | 6.8666 | 1008 | 12.4793 | 8.23 | 0.30636 | 1.5653 | 0 | 445.5 | 11367.9224 | 381653.2076 | 3343.2821 | 0 | 11650.614 | 0 | 0 | 0 | 2075 | 9.8802 | 13.1444 | 5.43 | 5.1236 | 4.464 | 8.23 | 8.23 | 8.4347 | 10.5408 | 6.8666 | 0.39224 | 0.37278 | 3564 | 1008 | 0.30636 | 1.5653 | 0 |  |  |  | 0.5 | 1.0653 | 3343.2821 | 0
2076 | 1964 | 10.8517 | 5.43 | 5.2011 | 5.858 | 0.30848 | 8.23 | 0 | 0 | 0 | 0 | 8.23 | 8.23 | -2.466 | 8.0748 | 3529 | 8.23 | 0.37979 | 0.37278 | 1157 | 9.5 | -1.263 | 1195 | 0 | 0 | 8.237 | 0 | 6.8666 | 1008 | 12.7238 | 8.23 | 0.22891 | 1.763 | 0 | 406.5 | 11367.9224 | 348242.4891 | 3050.6042 | 0 | 11377.6032 | 0 | 0 | -1.9429e-15 | 2076 | 11.2315 | 13.3746 | 5.43 | 5.2011 | 5.858 | 8.23 | 8.23 | 8.237 | 8.0748 | 6.8666 | 0.30848 | 0.37278 | 3529 | 1008 | 0.22891 | 1.763 | 0 |  |  |  | 0.5 | 1.263 | 3050.6042 | 0
2077 | 1965 | 18.9546 | 5.43 | 5.43 | 13.3269 | 0.24924 | 8.23 | 0 | 0 | 0 | 0 | 8.23 | 8.23 | 4.4598 | 12.5346 | 3587 | 8.23 | 1.257 | 0.37278 | 1157 | 9.5 | -0.38579 | 1195 | 0 | 0 | 9.1142 | 0 | 6.8666 | 1008 | 13.6351 | 8.23 | 0 | 0.88579 | 0 | 418 | 11367.9224 | 358094.3676 | 3136.9067 | 0 | 12589.2694 | 0 | 0 | -5.5234e-15 | 2077 | 20.2116 | 14.331 | 5.43 | 5.43 | 13.3269 | 8.23 | 8.23 | 9.1142 | 12.5346 | 6.8666 | 0.24924 | 0.37278 | 3587 | 1008 | 0 | 0.88579 | 0 |  |  |  | 0.5 | 0.38579 | 3136.9067 | 0
2078 | 1966 | 11.6766 | 5.43 | 5.2423 | 6.6004 | 0.35262 | 8.23 | 0 | 0 | 0 | 0 | 8.23 | 8.23 | -1.8236 | 10.711 | 3566 | 8.23 | 1.0363 | 0.37278 | 1157 | 9.5 | -0.60652 | 1195 | 0 | 0 | 8.8935 | 0 | 6.8666 | 1008 | 13.6469 | 8.23 | 0.18767 | 1.1065 | 0 | 436.5 | 11367.9224 | 373943.0418 | 3275.741 | 0 | 12284.367 | 0 | 0 | -5.9397e-15 | 2078 | 12.7128 | 14.4074 | 5.43 | 5.2423 | 6.6004 | 8.23 | 8.23 | 8.8935 | 10.711 | 6.8666 | 0.35262 | 0.37278 | 3566 | 1008 | 0.18767 | 1.1065 | 0 |  |  |  | 0.5 | 0.60652 | 3275.741 | 0
2079 | 1967 | 11.8637 | 5.43 | 5.2517 | 6.7688 | 0.31231 | 8.23 | 0 | 0 | 0 | 0 | 8.23 | 8.23 | -1.6316 | 9.0794 | 3544 | 8.23 | 0.83552 | 0.37278 | 1157 | 9.5 | -0.80726 | 1195 | 0 | 0 | 8.6927 | 0 | 6.8666 | 1008 | 12.8078 | 8.23 | 0.17832 | 1.3073 | 0 | 415 | 11367.9224 | 355524.3124 | 3114.393 | 0 | 12007.0903 | 0 | 0 | -6.2172e-15 | 2079 | 12.6992 | 13.5607 | 5.43 | 5.2517 | 6.7688 | 8.23 | 8.23 | 8.6927 | 9.0794 | 6.8666 | 0.31231 | 0.37278 | 3544 | 1008 | 0.17832 | 1.3073 | 0 |  |  |  | 0.5 | 0.80726 | 3114.393 | 0
2080 | 1968 | 13.5714 | 5.43 | 5.43 | 8.2128 | 0.27302 | 8.23 | 0 | 0 | 0 | 0 | 8.23 | 8.23 | -0.26698 | 8.8124 | 3540 | 8.23 | 0.84146 | 0.37278 | 1157 | 9.5 | -0.80132 | 1195 | 0 | 0 | 8.6987 | 0 | 6.8666 | 1008 | 12.4671 | 8.23 | 0 | 1.3013 | 0 | 402 | 11367.9224 | 344387.4062 | 3016.8337 | 0 | 12015.2946 | 0 | 0 | -2.9282e-15 | 2080 | 14.4129 | 13.2136 | 5.43 | 5.43 | 8.2128 | 8.23 | 8.23 | 8.6987 | 8.8124 | 6.8666 | 0.27302 | 0.37278 | 3540 | 1008 | 0 | 1.3013 | 0 |  |  |  | 0.5 | 0.80132 | 3016.8337 | 0
2081 | 1969 | 14.9191 | 5.43 | 5.43 | 9.4932 | 0.26607 | 8.23 | 0 | 0 | 0 | 0 | 8.23 | 8.23 | 0.91735 | 9.7298 | 3553 | 8.23 | 1.0687 | 0.37278 | 1157 | 9.5 | -0.5741 | 1195 | 0 | 0 | 8.9259 | 0 | 6.8666 | 1008 | 13.0314 | 8.23 | 0 | 1.0741 | 0 | 406.5 | 11367.9224 | 348242.4891 | 3050.6042 | 0 | 12329.1521 | 0 | 0 | -5.8616e-15 | 2081 | 15.9878 | 13.83 | 5.43 | 5.43 | 9.4932 | 8.23 | 8.23 | 8.9259 | 9.7298 | 6.8666 | 0.26607 | 0.37278 | 3553 | 1008 | 0 | 1.0741 | 0 |  |  |  | 0.5 | 0.5741 | 3050.6042 | 0
2082 | 1970 | 15.416 | 5.43 | 5.43 | 9.9652 | 0.28865 | 8.23 | 0 | 0 | 0 | 0 | 8.23 | 8.23 | 1.3308 | 11.0606 | 3570 | 8.23 | 0.7237 | 0.37278 | 1157 | 9.5 | -0.91908 | 1195 | 0 | 0 | 8.5809 | 0 | 6.8666 | 1008 | 13.3699 | 8.23 | 0 | 1.4191 | 0 | 421.5 | 11367.9224 | 361092.7654 | 3163.1726 | 0 | 11852.6394 | 0 | 0 | -4.7982e-15 | 2082 | 16.1397 | 14.1592 | 5.43 | 5.43 | 9.9652 | 8.23 | 8.23 | 8.5809 | 11.0606 | 6.8666 | 0.28865 | 0.37278 | 3570 | 1008 | 0 | 1.4191 | 0 |  |  |  | 0.5 | 0.91908 | 3163.1726 | 0
2083 | 1971 | 15.1861 | 5.43 | 5.43 | 9.7468 | 0.31998 | 8.23 | 0 | 0 | 0 | 0 | 8.23 | 8.23 | 1.101 | 12.1616 | 3583 | 8.23 | 0.57714 | 0.37278 | 1157 | 9.5 | -1.0656 | 1195 | 0 | 0 | 8.4344 | 0 | 6.8666 | 1008 | 13.9594 | 8.23 | 0 | 1.5656 | 0 | 436.5 | 11367.9224 | 373943.0418 | 3275.741 | 0 | 11650.1919 | 0 | 0 | -3.2873e-15 | 2083 | 15.7632 | 14.7304 | 5.43 | 5.43 | 9.7468 | 8.23 | 8.23 | 8.4344 | 12.1616 | 6.8666 | 0.31998 | 0.37278 | 3583 | 1008 | 0 | 1.5656 | 0 |  |  |  | 0.5 | 1.0656 | 3275.741 | 0
2084 | 1972 | 12.4707 | 5.43 | 5.282 | 7.3152 | 0.34493 | 8.23 | 0 | 0 | 0 | 0 | 8.23 | 8.23 | -1.159 | 11.0027 | 3570 | 8.23 | 0.65373 | 0.37278 | 1157 | 9.5 | -0.98906 | 1195 | 0 | 0 | 8.5109 | 0 | 6.8666 | 1008 | 13.4213 | 8.23 | 0.14796 | 1.4891 | 0 | 436.5 | 11367.9224 | 373943.0418 | 3275.741 | 0 | 11755.9824 | 0 | 0 | -3.1086e-15 | 2084 | 13.1245 | 14.2163 | 5.43 | 5.282 | 7.3152 | 8.23 | 8.23 | 8.5109 | 11.0027 | 6.8666 | 0.34493 | 0.37278 | 3570 | 1008 | 0.14796 | 1.4891 | 0 |  |  |  | 0.5 | 0.98906 | 3275.741 | 0
2085 | 1973 | 19.2919 | 5.43 | 5.43 | 13.6473 | 0.31998 | 8.23 | 0 | 0 | 0 | 0 | 8.23 | 8.23 | 4.6895 | 15.6922 | 3620 | 8.23 | 1.3625 | 0.37278 | 1157 | 9.5 | -0.2803 | 1195 | 0 | 0 | 9.2197 | 0 | 6.8666 | 1008 | 14.4202 | 8.23 | 0 | 0.7803 | 0 | 455 | 11367.9224 | 389791.716 | 3414.5754 | 0 | 12734.9773 | 0 | 0 | -5.8842e-15 | 2085 | 20.6544 | 15.2938 | 5.43 | 5.43 | 13.6473 | 8.23 | 8.23 | 9.2197 | 15.6922 | 6.8666 | 0.31998 | 0.37278 | 3620 | 1008 | 0 | 0.7803 | 0 |  |  |  | 0.5 | 0.2803 | 3414.5754 | 0
2086 | 1974 | 13.3788 | 5.43 | 5.43 | 8.0299 | 0.41937 | 8.23 | 0 | 0 | 0 | 0 | 8.23 | 8.23 | -0.56994 | 15.1223 | 3614 | 8.23 | 0.74403 | 0.37278 | 1157 | 9.5 | -0.89875 | 1195 | 0 | 0 | 8.6013 | 0 | 6.8666 | 1008 | 14.6729 | 8.23 | 0 | 1.3987 | 0 | 477 | 11367.9224 | 408638.7879 | 3579.6758 | 0 | 11880.7224 | 0 | 0 | -4.1633e-15 | 2086 | 14.1228 | 15.5829 | 5.43 | 5.43 | 8.0299 | 8.23 | 8.23 | 8.6013 | 15.1223 | 6.8666 | 0.41937 | 0.37278 | 3614 | 1008 | 0 | 1.3987 | 0 |  |  |  | 0.5 | 0.89875 | 3579.6758 | 0
2087 | 1975 | 16.8734 | 5.43 | 5.43 | 11.3497 | 0.40685 | 8.23 | 0 | 0 | 0 | 0 | 8.23 | 8.23 | 2.4958 | 17.6181 | 3637 | 8.23 | 0.71117 | 0.37278 | 1157 | 9.5 | -0.93161 | 1195 | 0 | 0 | 8.5684 | 0 | 6.8666 | 1008 | 14.4648 | 8.23 | 0 | 1.4316 | 0 | 485.5 | 11367.9224 | 415920.6112 | 3643.4646 | 0 | 11835.33 | 0 | 0 | -4.2744e-15 | 2087 | 17.5846 | 15.3202 | 5.43 | 5.43 | 11.3497 | 8.23 | 8.23 | 8.5684 | 17.6181 | 6.8666 | 0.40685 | 0.37278 | 3637 | 1008 | 0 | 1.4316 | 0 |  |  |  | 0.5 | 0.93161 | 3643.4646 | 0
2088 | 1976 | 11.3449 | 5.43 | 5.2257 | 6.3019 | 0.46018 | 8.23 | 0 | 0 | 0 | 0 | 8.23 | 8.23 | -2.1972 | 15.4209 | 3617 | 8.23 | 0.63458 | 0.37278 | 1157 | 9.5 | -1.0082 | 1195 | 0 | 0 | 8.4918 | 0 | 6.8666 | 1008 | 14.4316 | 8.23 | 0.20425 | 1.5082 | 0 | 487 | 11367.9224 | 417205.6388 | 3654.7214 | 0 | 11729.5362 | 0 | 0 | -3.4417e-15 | 2088 | 11.9795 | 15.2469 | 5.43 | 5.2257 | 6.3019 | 8.23 | 8.23 | 8.4918 | 15.4209 | 6.8666 | 0.46018 | 0.37278 | 3617 | 1008 | 0.20425 | 1.5082 | 0 |  |  |  | 0.5 | 1.0082 | 3654.7214 | 0
2089 | 1977 | 5.5419 | 5.43 | 4.9356 | 1.0792 | 0.41311 | 8.23 | 0 | 0 | 0 | 0 | 8.23 | 8.23 | -6.9588 | 8.4621 | 3535 | 8.23 | 0.42927 | 0.37278 | 1157 | 9.5 | -1.2135 | 1195 | 0 | 0 | 8.2865 | 0 | 6.8666 | 1008 | 13.7994 | 8.23 | 0.49441 | 1.7135 | 0 | 436 | 11367.9224 | 373514.6993 | 3271.9888 | 0 | 11445.9503 | 0 | 0 | -3.5527e-15 | 2089 | 5.9711 | 14.574 | 5.43 | 4.9356 | 1.0792 | 8.23 | 8.23 | 8.2865 | 8.4621 | 6.8666 | 0.41311 | 0.37278 | 3535 | 1008 | 0.49441 | 1.7135 | 0 |  |  |  | 0.5 | 1.2135 | 3271.9888 | 0
2090 | 1978 | 15.0377 | 5.43 | 5.43 | 9.6058 | 0.25842 | 8.23 | 0 | 0 | 0 | 0 | 8.23 | 8.23 | 1.028 | 9.4901 | 3550 | 8.23 | 1.2406 | 0.37278 | 1157 | 9.5 | -0.4022 | 1195 | 0 | 0 | 9.0978 | 0 | 6.8666 | 1008 | 13.9461 | 8.23 | 0 | 0.9022 | 0 | 402.5 | 11367.9224 | 344815.7487 | 3020.586 | 0 | 12566.6025 | 0 | 0 | -5.5956e-15 | 2090 | 16.2783 | 14.7606 | 5.43 | 5.43 | 9.6058 | 8.23 | 8.23 | 9.0978 | 9.4901 | 6.8666 | 0.25842 | 0.37278 | 3550 | 1008 | 0 | 0.9022 | 0 |  |  |  | 0.5 | 0.4022 | 3020.586 | 0
2091 | 1979 | 17.9628 | 5.43 | 5.43 | 12.3847 | 0.28344 | 8.23 | 0 | 0 | 0 | 0 | 8.23 | 8.23 | 3.5615 | 13.0516 | 3593 | 8.23 | 1.3313 | 0.37278 | 1157 | 9.5 | -0.31145 | 1195 | 0 | 0 | 9.1886 | 0 | 6.8666 | 1008 | 14.2504 | 8.23 | 0 | 0.81145 | 0 | 431.5 | 11367.9224 | 369659.6163 | 3238.2182 | 0 | 12691.9471 | 0 | 0 | -5.6899e-15 | 2091 | 19.2942 | 15.0912 | 5.43 | 5.43 | 12.3847 | 8.23 | 8.23 | 9.1886 | 13.0516 | 6.8666 | 0.28344 | 0.37278 | 3593 | 1008 | 0 | 0.81145 | 0 |  |  |  | 0.5 | 0.31145 | 3238.2182 | 0
2092 | 1980 | 17.608 | 5.43 | 5.43 | 12.0476 | 0.36417 | 8.23 | 0 | 0 | 0 | 0 | 8.23 | 8.23 | 3.1771 | 16.2288 | 3625 | 8.23 | 1.5617 | 0.37278 | 1157 | 9.5 | -0.081113 | 1195 | 0 | 0 | 9.4189 | 0 | 6.8666 | 1008 | 14.4696 | 8.23 | 0 | 0.58111 | 0 | 469 | 11367.9224 | 401785.3072 | 3519.6393 | 0 | 13010.1061 | 0 | 0 | -6.9389e-15 | 2092 | 19.1697 | 15.3942 | 5.43 | 5.43 | 12.0476 | 8.23 | 8.23 | 9.4189 | 16.2288 | 6.8666 | 0.36417 | 0.37278 | 3625 | 1008 | 0 | 0.58111 | 0 |  |  |  | 0.5 | 0.081113 | 3519.6393 | 0
2093 | 1981 | 8.8326 | 5.43 | 5.1001 | 4.0409 | 0.43137 | 8.23 | 0 | 0 | 0 | 0 | 8.23 | 8.23 | -4.2509 | 11.9779 | 3581 | 8.23 | 0.7497 | 0.37278 | 1157 | 9.5 | -0.89308 | 1195 | 0 | 0 | 8.6069 | 0 | 6.8666 | 1008 | 13.8343 | 8.23 | 0.32987 | 1.3931 | 0 | 463 | 11367.9224 | 396645.1967 | 3474.6119 | 0 | 11888.5516 | 0 | 0 | -4.774e-15 | 2093 | 9.5823 | 14.7761 | 5.43 | 5.1001 | 4.0409 | 8.23 | 8.23 | 8.6069 | 11.9779 | 6.8666 | 0.43137 | 0.37278 | 3581 | 1008 | 0.32987 | 1.3931 | 0 |  |  |  | 0.5 | 0.89308 | 3474.6119 | 0
2094 | 1982 | 16.7978 | 5.43 | 5.43 | 11.2779 | 0.34108 | 8.23 | 0 | 0 | 0 | 0 | 8.23 | 8.23 | 2.4903 | 14.4682 | 3608 | 8.23 | 1.046 | 0.37278 | 1157 | 9.5 | -0.5968 | 1195 | 0 | 0 | 8.9032 | 0 | 6.8666 | 1008 | 14.267 | 8.23 | 0 | 1.0968 | 0 | 454.5 | 11367.9224 | 389363.3734 | 3410.8232 | 0 | 12297.8039 | 0 | 0 | -6.0507e-15 | 2094 | 17.8438 | 15.2481 | 5.43 | 5.43 | 11.2779 | 8.23 | 8.23 | 8.9032 | 14.4682 | 6.8666 | 0.34108 | 0.37278 | 3608 | 1008 | 0 | 1.0968 | 0 |  |  |  | 0.5 | 0.5968 | 3410.8232 | 0
2095 | 1983 | 24.5607 | 5.43 | 5.43 | 18.6527 | 0.39433 | 8.23 | 0 | 0 | 0 | 0 | 8.23 | 8.23 | 9.2261 | 23.6943 | 3683 | 8.23 | 1.6077 | 0.37278 | 1157 | 9.5 | -0.035069 | 1195 | 0 | 0 | 9.4649 | 0 | 6.8666 | 1008 | 14.7939 | 8.23 | 0 | 0.53507 | 0 | 505.5 | 11367.9224 | 433054.313 | 3793.5558 | 0 | 13073.7067 | 0 | 0 | -2.1649e-15 | 2095 | 26.1684 | 15.7995 | 5.43 | 5.43 | 18.6527 | 8.23 | 8.23 | 9.4649 | 23.6943 | 6.8666 | 0.39433 | 0.37278 | 3683 | 1008 | 0 | 0.53507 | 0 |  |  |  | 0.5 | 0.035069 | 3793.5558 | 0
2096 | 1984 | 25.3489 | 5.43 | 5.43 | 19.4015 | 0.58561 | 8.23 | 0 | 0 | 9.2801 | 0 | 17.5101 | 9.158 | 1.2013 | 24.8955 | 3691 | 17.5101 | 1.3993 | 0.37278 | 1157 | 9.5 | 0 | 1195 | 0 | 0 | 9.5 | 8.8559 | 15.7225 | 1123 | 15.9909 | 9.158 | 0 | 0.5 | 0 | 547 | 24186.3277 | 997005.0745 | 8733.7645 | 415.5 | 13122.1461 | 410880.9504 | 3599.3171 | -2.3315e-15 | 2096 | 26.7482 | 17.062 | 5.43 | 5.43 | 19.4015 | 17.5101 | 9.158 | 9.5 | 24.8955 | 15.7225 | 0.58561 | 0.37278 | 3691 | 1123 | 0 | 0.5 | 0 |  |  |  | 0.5 | 0 | 8733.7645 | 3599.3171
2097 | 1985 | 21.4635 | 5.43 | 5.43 | 15.7103 | 0.60958 | 8.23 | 0 | 0 | 6.7663 | 0 | 14.9963 | 9.8346 | 0.096103 | 24.9916 | 3692 | 14.9963 | 1.0223 | 0.64075 | 1157 | 9.5 | 0 | 1195 | 0 | 0 | 9.5 | 5.7603 | 21.4828 | 1174 | 16.4499 | 9.8346 | 0 | 0.5 | 0 | 551.5 | 20714.0736 | 860896.8955 | 7541.4568 | 498.5 | 13122.1461 | 492958.2521 | 4318.3143 | -1.6098e-15 | 2097 | 22.4858 | 17.5521 | 5.43 | 5.43 | 15.7103 | 14.9963 | 9.8346 | 9.5 | 24.9916 | 21.4828 | 0.60958 | 0.64075 | 3692 | 1174 | 0 | 0.5 | 0 |  |  |  | 0.5 | 0 | 7541.4568 | 4318.3143
2098 | 1986 | 22.5609 | 5.43 | 5.43 | 16.7529 | 0.61257 | 8.23 | 0 | 0 | 6.6664 | 0.035522 | 14.9319 | 10.5048 | 1.1117 | 26.1033 | 3699 | 14.9319 | 0.68969 | 0.83337 | 1157 | 10 | 0 | 1195 | 1.0154 | 0 | 11.0154 | 3.6974 | 25.1802 | 1201 | 17.5715 | 10.5048 | 0 | 0 | 1.5154 | 555.5 | 20625.1556 | 863418.6123 | 7563.547 | 537.5 | 15215.3069 | 616310.1137 | 5398.8766 | -1.6098e-15 | 2098 | 23.2506 | 18.6792 | 5.43 | 5.43 | 16.7529 | 14.9319 | 10.5048 | 11.0154 | 26.1033 | 25.1802 | 0.61257 | 0.83337 | 3699 | 1201 | 0 | 0 | 1.5154 |  |  |  | 0 | 0 | 7563.547 | 5398.8766
2099 | 1987 | 17.0122 | 5.43 | 5.43 | 11.4816 | 0.63355 | 8.23 | 0 | 0 | 2.6302 | 0 | 10.8602 | 10.7679 | -0.011187 | 26.0921 | 3699 | 10.8602 | 0.99671 | 0.94592 | 1157 | 10 | 0 | 1195 | 0.92544 | 0 | 10.9254 | -0.014189 | 25.166 | 1201 | 18.7185 | 10.7679 | 0 | 0 | 1.4254 | 559 | 15000.9245 | 631931.4087 | 5535.7191 | 551 | 15091.0801 | 626631.2234 | 5489.2895 | 1.9429e-15 | 2099 | 18.0089 | 19.883 | 5.43 | 5.43 | 11.4816 | 10.8602 | 10.7679 | 10.9254 | 26.0921 | 25.166 | 0.63355 | 0.94592 | 3699 | 1201 | 0 | 0 | 1.4254 |  |  |  | 0 | 0 | 5535.7191 | 5489.2895
2100 | 1988 | 11.8532 | 5.43 | 5.2512 | 6.7594 | 0.63355 | 8.23 | 0 | 0 | 0 | 0 | 8.23 | 10.7679 | -1.9358 | 24.1563 | 3686 | 8.23 | 0.8619 | 0.94592 | 1157 | 10 | 0 | 1195 | 0 | 0 | 10 | -1.8169 | 23.3491 | 1188 | 18.4001 | 10.7679 | 0.17884 | 0 | 0.5 | 552.5 | 11367.9224 | 473318.5122 | 4146.2702 | 544.5 | 13812.7854 | 566786.1865 | 4965.047 | 9.992e-16 | 2100 | 12.7151 | 19.5267 | 5.43 | 5.2512 | 6.7594 | 8.23 | 10.7679 | 10 | 24.1563 | 23.3491 | 0.63355 | 0.94592 | 3686 | 1188 | 0.17884 | 0 | 0.5 |  |  |  | 0 | 0 | 4146.2702 | 4965.047
2101 | 1989 | 10.1909 | 5.43 | 5.168 | 5.2633 | 0.59459 | 8.23 | 0 | 0 | 0 | 0 | 8.23 | 10.7679 | -3.2764 | 20.8799 | 3663 | 8.23 | 0.70476 | 0.89408 | 1157 | 10 | 0 | 1195 | 0 | 0 | 10 | -1.9201 | 21.429 | 1174 | 17.6229 | 10.7679 | 0.26196 | 0 | 0.5 | 534.5 | 11367.9224 | 457898.1806 | 4011.1881 | 531 | 13812.7854 | 552733.6365 | 4841.9467 | -8.8818e-16 | 2101 | 10.8956 | 18.6868 | 5.43 | 5.168 | 5.2633 | 8.23 | 10.7679 | 10 | 20.8799 | 21.429 | 0.59459 | 0.89408 | 3663 | 1174 | 0.26196 | 0 | 0.5 |  |  |  | 0 | 0 | 4011.1881 | 4841.9467
2102 | 1990 | 9.3693 | 5.43 | 5.127 | 4.5239 | 0.52699 | 8.23 | 0 | 0 | 0 | 0 | 8.23 | 10.7679 | -3.8944 | 16.9855 | 3632 | 8.23 | 0.62373 | 0.83337 | 1157 | 10 | 0 | 1195 | 0 | 0 | 10 | -1.94 | 19.4889 | 1158 | 16.799 | 10.7679 | 0.30303 | 0 | 0.5 | 507.5 | 11367.9224 | 434767.6832 | 3808.5649 | 516 | 13812.7854 | 537119.6919 | 4705.1685 | 2.609e-15 | 2102 | 9.9931 | 17.7692 | 5.43 | 5.127 | 4.5239 | 8.23 | 10.7679 | 10 | 16.9855 | 19.4889 | 0.52699 | 0.83337 | 3632 | 1158 | 0.30303 | 0 | 0.5 |  |  |  | 0 | 0 | 3808.5649 | 4705.1685
2103 | 1991 | 12.2599 | 5.43 | 5.2715 | 7.1254 | 0.44817 | 8.23 | 0 | 0 | 0 | 0 | 8.23 | 10.7679 | -1.4286 | 15.5569 | 3619 | 8.23 | 0.95902 | 0.76344 | 1157 | 10 | 0 | 1195 | 0 | 0 | 10 | -1.5429 | 17.946 | 1144 | 17.1417 | 10.7679 | 0.15851 | 0 | 0.5 | 485.5 | 11367.9224 | 415920.6112 | 3643.4646 | 501 | 13812.7854 | 521505.7474 | 4568.3903 | 1.1657e-15 | 2103 | 13.2189 | 18.1328 | 5.43 | 5.2715 | 7.1254 | 8.23 | 10.7679 | 10 | 15.5569 | 17.946 | 0.44817 | 0.76344 | 3619 | 1144 | 0.15851 | 0 | 0.5 |  |  |  | 0 | 0 | 3643.4646 | 4568.3903
2104 | 1992 | 11.0226 | 5.43 | 5.2096 | 6.0118 | 0.41729 | 8.23 | 0 | 0 | 0 | 0 | 8.23 | 10.7679 | -2.4246 | 13.1323 | 3594 | 8.23 | 1.298 | 0.70512 | 1157 | 9.5 | 0 | 1195 | 0 | 0 | 9.5 | -0.66357 | 17.2824 | 1138 | 16.5642 | 10.7679 | 0.22037 | 0.5 | 0 | 466.5 | 11367.9224 | 399643.5945 | 3500.8779 | 491 | 13122.1461 | 485541.6285 | 4253.3447 | 2.5813e-15 | 2104 | 12.3206 | 17.5805 | 5.43 | 5.2096 | 6.0118 | 8.23 | 10.7679 | 9.5 | 13.1323 | 17.2824 | 0.41729 | 0.70512 | 3594 | 1138 | 0.22037 | 0.5 | 0 |  |  |  | 0.5 | 0 | 3500.8779 | 4253.3447
2105 | 1993 | 18.1917 | 5.43 | 5.43 | 12.6022 | 0.36609 | 8.23 | 0 | 0 | 0 | 0 | 8.23 | 10.7679 | 3.6856 | 16.8179 | 3630 | 8.23 | 1.9944 | 0.68285 | 1157 | 9.5 | 0 | 1195 | 0 | 0 | 9.5 | 0.040683 | 17.3231 | 1139 | 15.9273 | 10.7679 | 0 | 0.5 | 0 | 472 | 11367.9224 | 404355.3625 | 3542.153 | 488.5 | 13122.1461 | 483069.4206 | 4231.6881 | -2.6645e-15 | 2105 | 20.1861 | 16.9823 | 5.43 | 5.43 | 12.6022 | 8.23 | 10.7679 | 9.5 | 16.8179 | 17.3231 | 0.36609 | 0.68285 | 3630 | 1139 | 0 | 0.5 | 0 |  |  |  | 0.5 | 0 | 3542.153 | 4231.6881
2106 | 1994 | 10.7286 | 5.43 | 5.1949 | 5.7472 | 0.44337 | 8.23 | 0 | 0 | 0 | 0 | 8.23 | 9.8398 | -2.692 | 14.1258 | 3604 | 8.23 | 0.65117 | 0.68566 | 1157 | 9.5 | 0 | 1195 | 0 | 0 | 9.5 | -1.2784 | 16.0447 | 1126 | 14.4653 | 9.8398 | 0.23507 | 0.5 | 0 | 477 | 11367.9224 | 408638.7879 | 3579.6758 | 482.5 | 13122.1461 | 477136.1217 | 4179.7124 | 0 | 2106 | 11.3798 | 15.4454 | 5.43 | 5.1949 | 5.7472 | 8.23 | 9.8398 | 9.5 | 14.1258 | 16.0447 | 0.44337 | 0.68566 | 3604 | 1126 | 0.23507 | 0.5 | 0 |  |  |  | 0.5 | 0 | 3579.6758 | 4179.7124
2107 | 1995 | 20.1312 | 5.43 | 5.43 | 14.4446 | 0.38598 | 8.23 | 0 | 0 | 0 | 0 | 8.23 | 9.1632 | 5.3623 | 19.4882 | 3653 | 8.23 | 1.4781 | 0.64917 | 1157 | 9.5 | 0 | 1195 | 0 | 0 | 9.5 | -0.43225 | 15.6125 | 1122 | 14.332 | 9.1632 | 0 | 0.5 | 0 | 488.5 | 11367.9224 | 418490.6665 | 3665.9782 | 474 | 13122.1461 | 468730.6149 | 4106.0802 | 3.3862e-15 | 2107 | 21.6093 | 15.3578 | 5.43 | 5.43 | 14.4446 | 8.23 | 9.1632 | 9.5 | 19.4882 | 15.6125 | 0.38598 | 0.64917 | 3653 | 1122 | 0 | 0.5 | 0 |  |  |  | 0.5 | 0 | 3665.9782 | 4106.0802
2108 | 1996 | 14.6286 | 5.43 | 5.43 | 9.2171 | 0.50043 | 8.23 | 0 | 0 | 0 | 0 | 8.23 | 8.493 | 0.44776 | 19.9359 | 3656 | 8.23 | 0.57207 | 0.63794 | 1157 | 9.5 | 0 | 1195 | 0 | 0 | 9.5 | -1.3092 | 14.3033 | 1108 | 13.5388 | 8.493 | 0 | 0.5 | 0 | 514.5 | 11367.9224 | 440764.4788 | 3861.0968 | 465 | 13122.1461 | 459830.6665 | 4028.1166 | -6.2103e-16 | 2108 | 15.2006 | 14.5528 | 5.43 | 5.43 | 9.2171 | 8.23 | 8.493 | 9.5 | 19.9359 | 14.3033 | 0.50043 | 0.63794 | 3656 | 1108 | 0 | 0.5 | 0 |  |  |  | 0.5 | 0 | 3861.0968 | 4028.1166
2109 | 1997 | 21.1259 | 5.43 | 5.43 | 15.3896 | 0.50806 | 8.23 | 0 | 0 | 1.5875 | 0 | 9.8175 | 8.3887 | 4.6589 | 24.5949 | 3689 | 9.8175 | 0.76582 | 0.60187 | 1157 | 9.5 | 0 | 1195 | 0 | 0 | 9.5 | 0.47182 | 14.7751 | 1113 | 13.9502 | 8.3887 | 0 | 0.5 | 0 | 532.5 | 13560.6944 | 544178.84 | 4767.0066 | 460.5 | 13122.1461 | 455380.6923 | 3989.1349 | 3.1641e-15 | 2109 | 21.8917 | 14.9411 | 5.43 | 5.43 | 15.3896 | 9.8175 | 8.3887 | 9.5 | 24.5949 | 14.7751 | 0.50806 | 0.60187 | 3689 | 1113 | 0 | 0.5 | 0 |  |  |  | 0.5 | 0 | 4767.0066 | 3989.1349
2110 | 1998 | 17.2816 | 5.43 | 5.43 | 11.7375 | 0.60358 | 8.23 | 0 | 0 | 2.4988 | 0 | 10.7288 | 8.6386 | 0.37272 | 24.9676 | 3692 | 10.7288 | 1.2065 | 0.61456 | 1157 | 9.5 | 0 | 1195 | 0 | 0 | 9.5 | 1.7843 | 16.5595 | 1131 | 14.493 | 8.6386 | 0 | 0.5 | 0 | 550.5 | 14819.4312 | 614793.0734 | 5385.5873 | 472 | 13122.1461 | 466752.8486 | 4088.755 | 0 | 2110 | 18.4881 | 15.5184 | 5.43 | 5.43 | 11.7375 | 10.7288 | 8.6386 | 9.5 | 24.9676 | 16.5595 | 0.60358 | 0.61456 | 3692 | 1131 | 0 | 0.5 | 0 |  |  |  | 0.5 | 0 | 5385.5873 | 4088.755
2111 | 1999 | 16.6497 | 5.43 | 5.43 | 11.1372 | 0.61257 | 8.23 | 0 | 0 | 2.2622 | 0 | 10.4922 | 8.8649 | 0.029817 | 24.9974 | 3692 | 10.4922 | 0.64512 | 0.6632 | 1157 | 9.5 | 0 | 1195 | 0 | 0 | 9.5 | 0.95468 | 17.5141 | 1140 | 15.1389 | 8.8649 | 0 | 0.5 | 0 | 552 | 14492.7062 | 602876.9441 | 5281.202 | 485.5 | 13122.1461 | 480102.7711 | 4205.7003 | -2.498e-15 | 2111 | 17.2948 | 16.1583 | 5.43 | 5.43 | 11.1372 | 10.4922 | 8.8649 | 9.5 | 24.9974 | 17.5141 | 0.61257 | 0.6632 | 3692 | 1140 | 0 | 0.5 | 0 |  |  |  | 0.5 | 0 | 5281.202 | 4205.7003
2112 | 2000 | 11.1854 | 5.43 | 5.2178 | 6.1583 | 0.61257 | 8.23 | 0 | 0 | 0 | 0 | 8.23 | 8.8649 | -2.4695 | 22.5279 | 3675 | 8.23 | 0.48366 | 0.68846 | 1157 | 9.5 | 0 | 1195 | 0 | 0 | 9.5 | -1.4453 | 16.0688 | 1126 | 15.3205 | 8.8649 | 0.21223 | 0.5 | 0 | 543.5 | 11367.9224 | 465608.3464 | 4078.7291 | 483 | 13122.1461 | 477630.5633 | 4184.0437 | 0 | 2112 | 11.669 | 16.3259 | 5.43 | 5.2178 | 6.1583 | 8.23 | 8.8649 | 9.5 | 22.5279 | 16.0688 | 0.61257 | 0.68846 | 3675 | 1126 | 0.21223 | 0.5 | 0 |  |  |  | 0.5 | 0 | 4078.7291 | 4184.0437
2113 | 2001 | 11.0316 | 5.43 | 5.2101 | 6.0199 | 0.56202 | 8.23 | 0 | 0 | 0 | 0 | 8.23 | 8.8649 | -2.5503 | 19.9776 | 3656 | 8.23 | 0.56974 | 0.64917 | 1157 | 9.5 | 0 | 1195 | 0 | 0 | 9.5 | -1.3224 | 14.7464 | 1113 | 15.1977 | 8.8649 | 0.21992 | 0.5 | 0 | 525.5 | 11367.9224 | 450188.0148 | 3943.647 | 469.5 | 13122.1461 | 464280.6407 | 4067.0984 | -3.5527e-15 | 2113 | 11.6013 | 16.1641 | 5.43 | 5.2101 | 6.0199 | 8.23 | 8.8649 | 9.5 | 19.9776 | 14.7464 | 0.56202 | 0.64917 | 3656 | 1113 | 0.21992 | 0.5 | 0 |  |  |  | 0.5 | 0 | 3943.647 | 4067.0984
2114 | 2002 | 6.2373 | 5.43 | 4.9704 | 1.7051 | 0.50806 | 8.23 | 0 | 0 | 0 | 0 | 8.23 | 8.8649 | -6.4703 | 13.5072 | 3598 | 8.23 | 0.35376 | 0.61456 | 1157 | 9.5 | 0 | 1195 | 0 | 0 | 9.5 | -1.5002 | 13.2462 | 1096 | 14.7192 | 8.8649 | 0.45963 | 0.5 | 0 | 487 | 11367.9224 | 417205.6388 | 3654.7214 | 454.5 | 13122.1461 | 449447.3934 | 3937.1592 | 0 | 2114 | 6.5911 | 15.5912 | 5.43 | 4.9704 | 1.7051 | 8.23 | 8.8649 | 9.5 | 13.5072 | 13.2462 | 0.50806 | 0.61456 | 3598 | 1096 | 0.45963 | 0.5 | 0 |  |  |  | 0.5 | 0 | 3654.7214 | 3937.1592
2115 | 2003 | 10.4312 | 5.43 | 5.1801 | 5.4796 | 0.37379 | 8.23 | 0 | 0 | 0 | 0 | 8.23 | 8.8649 | -2.8742 | 10.633 | 3565 | 8.23 | 0.52396 | 0.57163 | 1157 | 9.5 | 0 | 1195 | 0 | 0 | 9.5 | -1.2913 | 11.9549 | 1081 | 13.9431 | 8.8649 | 0.24994 | 0.5 | 0 | 441.5 | 11367.9224 | 378226.4672 | 3313.2639 | 438.5 | 13122.1461 | 433625.2629 | 3798.5573 | -1.0547e-15 | 2115 | 10.9552 | 14.6681 | 5.43 | 5.1801 | 5.4796 | 8.23 | 8.8649 | 9.5 | 10.633 | 11.9549 | 0.37379 | 0.57163 | 3565 | 1081 | 0.24994 | 0.5 | 0 |  |  |  | 0.5 | 0 | 3313.2639 | 3798.5573
2116 | 2004 | 9.3767 | 5.43 | 5.1273 | 4.5305 | 0.3104 | 8.23 | 0 | 0 | 0 | 0 | 8.23 | 8.8649 | -3.6891 | 6.9439 | 3510 | 8.23 | 0.72648 | 0.53676 | 1157 | 9.5 | 0 | 1195 | 0 | 0 | 9.5 | -1.0587 | 10.8962 | 1068 | 13.8079 | 8.8649 | 0.30267 | 0.5 | 0 | 397.5 | 11367.9224 | 340532.3233 | 2983.0632 | 424.5 | 13122.1461 | 419780.8988 | 3677.2807 | 0 | 2116 | 10.1031 | 14.5404 | 5.43 | 5.1273 | 4.5305 | 8.23 | 8.8649 | 9.5 | 6.9439 | 10.8962 | 0.3104 | 0.53676 | 3510 | 1068 | 0.30267 | 0.5 | 0 |  |  |  | 0.5 | 0 | 2983.0632 | 3677.2807
2117 | 2005 | 16.9931 | 5.43 | 5.43 | 11.4634 | 0.22143 | 8.23 | 0 | 0 | 0 | 0 | 8.23 | 8.8649 | 2.771 | 9.7149 | 3553 | 8.23 | 0.859 | 0.50682 | 1157 | 9.5 | 0 | 1195 | 0 | 0 | 9.5 | -0.89947 | 9.9967 | 1056 | 13.4941 | 8.8649 | 0 | 0.5 | 0 | 391.5 | 11367.9224 | 335392.2127 | 2938.0358 | 412 | 13122.1461 | 407419.8593 | 3568.998 | -1.6098e-15 | 2117 | 17.8521 | 14.1647 | 5.43 | 5.43 | 11.4634 | 8.23 | 8.8649 | 9.5 | 9.7149 | 9.9967 | 0.22143 | 0.50682 | 3553 | 1056 | 0 | 0.5 | 0 |  |  |  | 0.5 | 0 | 2938.0358 | 3568.998
2118 | 2006 | 13.1301 | 5.43 | 5.43 | 7.7936 | 0.28865 | 8.23 | 0 | 0 | 0 | 0 | 8.23 | 8.8649 | -0.66705 | 9.0479 | 3543 | 8.23 | 0.859 | 0.47834 | 1157 | 9.5 | 0 | 1195 | 0 | 0 | 9.5 | -0.87156 | 9.1252 | 1044 | 13.3443 | 8.8649 | 0 | 0.5 | 0 | 408 | 11367.9224 | 349527.5167 | 3061.861 | 400 | 13122.1461 | 395553.2615 | 3465.0466 | 4.4409e-16 | 2118 | 13.9891 | 14.0436 | 5.43 | 5.43 | 7.7936 | 8.23 | 8.8649 | 9.5 | 9.0479 | 9.1252 | 0.28865 | 0.47834 | 3543 | 1044 | 0 | 0.5 | 0 |  |  |  | 0.5 | 0 | 3061.861 | 3465.0466
Total: | [5 empty] | Total Powell Evap | [12 empty] | Total Mead Evap | [5 empty] | Total Mead Flood Release | [6 empty] | % of yrs with UB Shortage | % of yrs with LB shortage | % of yrs with LB surplus
[6 empty] | 53.972 | [12 empty] | 65.9843 | [5 empty] | 5.9318 | [6 empty] | 33.33% | 66.67% | 33.33%
Average: |  | Average UB Nat Flow |  |  |  | Average Powell EVAP | [5 empty] | Average Powell Release |  |  | Average Powell Storage | Average Powell Elevation |  | Average Side Canyon | Average Mead Evap | [6 empty] | Average Mead Release |  | Average Mead Storage | Average Mead Elevation |  |  | Total UB Shortage | Total LB Shortage | Total LB Surplus |  |  |  | Average GC Power Production |  |  |  | Average MD Power Production
|  | 15 | 5.2438 | 5.1608 | 9.8392 | 0.48623 | [5 empty] | 9.4126 |  |  | 18.8982 | 3648 |  | 0.86129 | 0.59445 | [6 empty] | 9.7344 |  | 13.9078 | 1104 |  |  | 9.2162 | 62.3686 | 51.389 |  |  |  | 4357.0086 |  |  |  | 2798.2141 | -1.0495e-15
0.083029
[26 empty] | Lower Basin: |  |  |  | 10 YR GC REL
|  | 0 | [23 empty] | % of years with surplus |  |  |  | Minimum | 8.23
[26 empty] | 33.33% |  |  |  | Average | 9.5021
[26 empty] | % of years at 9.5 |  |  |  | Maximum | 12.6616
37.84%
% of years at 9.1
0%
% of years at 9.0
0%
% of years at 8.9
0%
% of years less than 8.9 maf
20.72%
Note on G3: James L. Powell: Looks up from Powell evap

## BSA1
[8 empty] | Prelim Powell Calculations | [6 empty] | Final Powell Calculations | [26 empty] | GC Hydropower Production |  |  |  | MEAD Hydropower Production | [17 empty] | RESULTS FOR ISM
|  | UPPER BASIN | UPPER BASIN | UPPER BASIN | UPPER BASIN | INFLOW TO | POWELL | ABOVE 602(a) | 602(a)-35753 | 3575-3525 | < 3525 | MIN | SUPPLEMENTAL | PRE POWELL | PROTECT | EQ REL | FLOOD | FINAL POWL | 10 YEAR | CHANGE IN | POWELL | MEAD - | POWELL | L.F. - HVR | I.C.S. | MEAD | LEVEL 1 | PRELIM MEAD | MIN POOL | 70R | 70R | FLOOD | HVR - IMP | FINAL MEAD | CHANGE IN | MEAD | MEAD | 10 YR AVG | 10 YR AVG | LB | LB | Avg Head, ft | Avg Power | Avg Power | Generation | Avg Head, ft | Avg Power | Avg Power | Generation | H2O Bal. |  | Natural | 10 YEAR | UB | UB | INFLOW | GC | 10 YEAR | INFLOW | MEAD | POWELL | MEAD | POWELL | MEAD | POWELL | MEAD | UB | LB | LB | <1075 | <1050 | <1025 | MEAD | MEAD | GC Gen | MEAD GEN
FCY | CY | NAT FLOW | DEMAND | SHORTAGE | USE | POWELL | EVAP | Powl Rel | Powl Rel | Powl Rel | Powl Rel | RELEASE | REL FOR 82.3/10 | RELEASE | POWELL POOL | for NA | RELEASE | RELEASE | AVG GC REL | STORAGE | STORAGE | POWELL | ELEVATION | INTVN IN | Stored IN Mead | EVAP | SHRTG ELEV | RELEASE | PROTECT | Elevation | Release | RELEASE | INTVN IN | RELEASE | STORAGE | STORAGE | POOL | UB NAT FLOW | GC REL | SHORT | SURPLUS | (ft) | Release (cfs) | Prod (kW) | (GWh) | (ft) | Release (cfs) | Prod (kW) | (GWh) | CHECK | FCY | FLOW | Natural | DEMAND | USE | TO LP | RELEASE | GC REL | zTO MEAD | RELEASE | STORAGE | STORAGE | EVAP | EVAP | ELEVATION | ELEVATION | Shortage | SHORT | SURPLUS | T/F | T/F | T/F | LVL 1 SHT | LVL 2 SHT | (GWh/yr) | (GWh/yr)
2007 | [7 empty] | 0 | [12 empty] | 13.1742 |  | 3595 | [12 empty] | 14.8175 | 1114 | [23 empty] | 13.1742 | 14.8175
2008 | 1896 | 10.4362 | 4.65 | 0.12819 | 4.5218 | 6.1427 | 0.36802 | 8.23 | 8.23 | 7.48 | 7 |  |  | 7.48 | 0 |  | 0 | 7.48 |  | -1.5689 | 11.6054 | 1.4206 | 3577 | 0.859 | -6.4596e-05 | 0.6171 |  | 10 | 0 | 1195 | 0 | 0 | 0.45009 | 9.5499 | -1.7915 | 13.026 | 1094 |  |  | 0 | 0 | 446 | 10331.9635 | 347262.4538 | 3042.0191 | 454 | 12818.1341 | 438551.6746 | 3841.7127 | -5.5511e-16 | 2008 | 11.7453 |  | 4.65 | 4.5218 | 6.1427 | 7.48 | 0 | 8.3389 | 9.5499 | 11.6054 | 13.026 | 0.36802 | 0.6171 | 3577 | 1094 | 0 | 0 | 0 | 0 | 0 | 0 |  |  | 3042.0191 | 3841.7127
2009 | 1897 | 18.1932 | 4.665 | 0 | 4.665 | 13.3687 | 0.3334 | 8.23 | 8.23 | 7.48 | 9.5 |  |  | 8.23 | 0 |  | 0 | 8.23 |  | 4.4209 | 16.0262 | -3.9681 | 3623 | 0.859 | 0.04 | 0.56666 |  | 10 | 0 | 1195 | 0 | 0 | 0.45009 | 9.5499 | -0.96782 | 12.0582 | 1082 |  |  | 0 | 0 | 460 | 11367.9224 | 394075.1414 | 3452.0982 | 438 | 12818.1341 | 423096.109 | 3706.3219 | -4.4756e-15 | 2009 | 19.5023 |  | 4.665 | 4.665 | 13.3687 | 8.23 | 0 | 9.129 | 9.5499 | 16.0262 | 12.0582 | 0.3334 | 0.56666 | 3623 | 1082 | 0 | 0 | 0 | 0 | 0 | 0 |  |  | 3452.0982 | 3706.3219
2010 | 1898 | 13.8796 | 4.68 | 0 | 4.68 | 9.2558 | 0.42657 | 8.23 | 9 | 7.48 | 9.5 |  |  | 9 | 0 |  | 0 | 9 |  | -0.15712 | 15.8691 | -3.997 | 3621 | 0.859 | 0.04 | 0.53898 |  | 10 | 0 | 1195 | 0 | 0 | 0.45009 | 9.5499 | -0.18609 | 11.8721 | 1080 |  |  | 0 | 0 | 482 | 12431.5068 | 451555.2759 | 3955.6242 | 431 | 12818.1341 | 416334.2991 | 3647.0885 | -9.2287e-16 | 2010 | 15.1887 |  | 4.68 | 4.68 | 9.2558 | 9 | 0 | 9.899 | 9.5499 | 15.8691 | 11.8721 | 0.42657 | 0.53898 | 3621 | 1080 | 0 | 0 | 0 | 0 | 0 | 0 |  |  | 3955.6242 | 3647.0885
2011 | 1899 | 15.9482 | 4.695 | 0 | 4.695 | 11.206 | 0.42177 | 8.3982 | 9 | 7.48 | 9.5 |  |  | 8.3982 | 0 |  | 0 | 8.3982 |  | 2.1951 | 18.0642 | -6.9636 | 3641 | 0.859 | 0.04 | 0.53454 |  | 10 | 0 | 1195 | 0 | 0 | 0.45009 | 9.5499 | -0.77147 | 11.1006 | 1071 |  |  | 0 | 0 | 491 | 11600.2912 | 429230.4201 | 3760.0585 | 425.5 | 12818.1341 | 411021.4484 | 3600.5479 | -9.2287e-16 | 2011 | 17.2573 |  | 4.695 | 4.695 | 11.206 | 8.3982 | 0 | 9.2972 | 9.5499 | 18.0642 | 11.1006 | 0.42177 | 0.53454 | 3641 | 1071 | 0 | 0 | 0 | 1 | 0 | 0 |  |  | 3760.0585 | 3600.5479
2012 | 1900 | 13.2898 | 4.71 | 0 | 4.71 | 8.6655 | 0.46992 | 8.23 | 9 | 7.48 | 9.5 |  |  | 9 | 0 |  | 0 | 9 |  | -0.74003 | 17.3242 | -5.993 | 3635 | 0.859 | 0.04 | 0.51375 |  | 9.6 | 0 | 1195 | 0 | 0 | 0.45009 | 9.1499 | 0.23064 | 11.3312 | 1074 |  |  | 0.4 | 0 | 498 | 12431.5068 | 466544.6626 | 4086.9312 | 422.5 | 12265.6227 | 390531.819 | 3421.0587 | -2.6992e-15 | 2012 | 14.5989 |  | 4.71 | 4.71 | 8.6655 | 9 | 0 | 9.899 | 9.1499 | 17.3242 | 11.3312 | 0.46992 | 0.51375 | 3635 | 1074 | 0 | 0.4 | 0 | 1 | 0 | 0 |  |  | 4086.9312 | 3421.0587
2013 | 1901 | 13.6455 | 4.725 | 0 | 4.725 | 8.9884 | 0.45538 | 8.23 | 9 | 7.48 | 9.5 |  |  | 9 | 0 |  | 0 | 9 |  | -0.42961 | 16.8946 | -5.3395 | 3631 | 0.859 | 0.04 | 0.52068 |  | 9.6 | 0 | 1195 | 0 | 0 | 0.45009 | 9.1499 | 0.22384 | 11.5551 | 1076 |  |  | 0.4 | 0 | 493 | 12431.5068 | 461860.4793 | 4045.8978 | 425 | 12265.6227 | 392842.6581 | 3441.3017 | 8.5348e-16 | 2013 | 14.9546 |  | 4.725 | 4.725 | 8.9884 | 9 | 0 | 9.899 | 9.1499 | 16.8946 | 11.5551 | 0.45538 | 0.52068 | 3631 | 1076 | 0 | 0.4 | 0 | 0 | 0 | 0 |  |  | 4045.8978 | 3441.3017
2014 | 1902 | 9.4369 | 4.74 | 0.17815 | 4.5618 | 5.1534 | 0.44577 | 8.23 | 9 | 7.48 | 9.5 |  |  | 9 | 0 |  | 0 | 9 |  | -3.949 | 12.9456 | -1.5632 | 3592 | 0.859 | 0.04 | 0.5253 |  | 10 | 0 | 1195 | 0 | 0 | 0.45009 | 9.5499 | -0.17268 | 11.3824 | 1074 |  |  | 0 | 0 | 471.5 | 12431.5068 | 441718.4908 | 3869.454 | 425 | 12818.1341 | 410538.4619 | 3596.3169 | 2.6298e-15 | 2014 | 10.746 |  | 4.74 | 4.5618 | 5.1534 | 9 | 0 | 9.899 | 9.5499 | 12.9456 | 11.3824 | 0.44577 | 0.5253 | 3592 | 1074 | 0 | 0 | 0 | 1 | 0 | 0 |  |  | 3869.454 | 3596.3169
2015 | 1903 | 14.8762 | 4.755 | 0 | 4.755 | 10.1276 | 0.36224 | 8.23 | 9 | 7.48 | 9.5 |  |  | 9 | 0 |  | 0 | 9 |  | 0.70413 | 13.6497 | -2.0435 | 3600 | 0.859 | 0.04 | 0.52068 |  | 9.6 | 0 | 1195 | 0 | 0 | 0.45009 | 9.1499 | 0.22384 | 11.6062 | 1077 |  |  | 0.4 | 0 | 456 | 12431.5068 | 427197.5224 | 3742.2503 | 425.5 | 12265.6227 | 393304.826 | 3445.3503 | 2.6298e-15 | 2015 | 16.1853 |  | 4.755 | 4.755 | 10.1276 | 9 | 0 | 9.899 | 9.1499 | 13.6497 | 11.6062 | 0.36224 | 0.52068 | 3600 | 1077 | 0 | 0.4 | 0 | 0 | 0 | 0 |  |  | 3742.2503 | 3445.3503
2016 | 1904 | 15.7181 | 4.77 | 0 | 4.77 | 10.9124 | 0.37764 | 8.23 | 9 | 7.48 | 9.5 |  |  | 9 | 0 |  | 0 | 9 |  | 1.412 | 15.0617 | -3.6304 | 3614 | 0.859 | 0.04 | 0.52761 |  | 10 | 0 | 1195 | 0 | 0 | 0.45009 | 9.5499 | -0.17495 | 11.4313 | 1075 |  |  | 0 | 0 | 467 | 12431.5068 | 437502.7258 | 3832.5239 | 426 | 12818.1341 | 411504.4348 | 3604.7788 | -9.2287e-16 | 2016 | 17.0272 |  | 4.77 | 4.77 | 10.9124 | 9 | 0 | 9.899 | 9.5499 | 15.0617 | 11.4313 | 0.37764 | 0.52761 | 3614 | 1075 | 0 | 0 | 0 | 0 | 0 | 0 |  |  | 3832.5239 | 3604.7788
2017 | 1905 | 16.1019 | 4.785 | 0 | 4.785 | 11.262 | 0.40685 | 8.23 | 9 | 7.48 | 9.5 |  |  | 9 | 0 |  | 0 | 9 | 8.7108 | 1.7068 | 16.7685 | -5.5076 | 3630 | 0.859 | 0.04 | 0.52299 |  | 10 | 0 | 1195 | 0 | 0 | 0.45009 | 9.5499 | -0.17042 | 11.2609 | 1073 | 14.1526 | 8.7108 | 0 | 0 | 482 | 12431.5068 | 451555.2759 | 3955.6242 | 424 | 12818.1341 | 409572.4891 | 3587.855 | -2.6992e-15 | 2017 | 17.411 | 15.4617 | 4.785 | 4.785 | 11.262 | 9 | 8.7108 | 9.899 | 9.5499 | 16.7685 | 11.2609 | 0.40685 | 0.52299 | 3630 | 1073 | 0 | 0 | 0 | 1 | 0 | 0 |  |  | 3955.6242 | 3587.855
2018 | 1906 | 18.2998 | 4.8 | 0 | 4.8 | 13.335 | 0.44337 | 10.0464 | 9 | 7.48 | 9.5 |  |  | 10.0464 | 0 |  | 0 | 10.0464 | 8.9675 | 2.6176 | 19.3861 | -7.1248 | 3652 | 0.58069 | 0.04 | 0.51837 |  | 9.6 | 0 | 1195 | 0 | 0 | 0.47218 | 9.1278 | 1.0005 | 12.2614 | 1085 | 14.9389 | 8.9675 | 0.4 | 0 | 501 | 13876.8619 | 523924.9761 | 4589.5828 | 429 | 12235.1147 | 395553.6959 | 3465.0504 | 4.4062e-15 | 2018 | 19.3527 | 16.2224 | 4.8 | 4.8 | 13.335 | 10.0464 | 8.9675 | 10.6671 | 9.1278 | 19.3861 | 12.2614 | 0.44337 | 0.51837 | 3652 | 1085 | 0 | 0.4 | 0 | 0 | 0 | 0 |  |  | 4589.5828 | 3465.0504
2019 | 1907 | 21.3336 | 4.815 | 0 | 4.815 | 16.2021 | 0.49789 | 15.4766 | 9 | 7.48 | 9.5 |  |  | 15.4766 | 0 |  | 0 | 15.4766 | 9.6921 | 0.20941 | 19.5956 | -0.74791 | 3653 | 1.0405 | 0.04 | 0.54563 |  | 10 | 0 | 1195 | 0 | 0 | 0.70927 | 9.2907 | 6.5863 | 18.8476 | 1152 | 15.253 | 9.6921 | 0 | 0 | 512.5 | 21377.4651 | 825638.9725 | 7232.5974 | 468.5 | 12460.1466 | 439919.1397 | 3853.6917 | -6.2519e-15 | 2019 | 23.0833 | 16.5805 | 4.815 | 4.815 | 16.2021 | 15.4766 | 9.6921 | 16.5571 | 9.2907 | 19.5956 | 18.8476 | 0.49789 | 0.54563 | 3653 | 1152 | 0 | 0 | 0 | 0 | 0 | 0 |  |  | 7232.5974 | 3853.6917
2020 | 1908 | 11.829 | 4.83 | 0.05855 | 4.7715 | 7.2163 | 0.50043 | 8.23 | 8.23 | 7.48 | 8.1991 |  |  | 8.23 | 0 |  | 0 | 8.23 | 9.6151 | -1.393 | 18.2025 | -0.045173 | 3642 | 0.94291 | 0.08 | 0.73844 |  | 10 | 0 | 1195 | 0 | 0 | 0.78117 | 9.2188 | -0.69028 | 18.1574 | 1146 | 15.0479 | 9.6151 | 0 | 0 | 507.5 | 11367.9224 | 434767.6832 | 3808.5649 | 499 | 12360.8263 | 464823.5879 | 4071.8546 | -1.8457e-15 | 2020 | 13.5531 | 16.417 | 4.83 | 4.7715 | 7.2163 | 8.23 | 9.6151 | 9.2529 | 9.2188 | 18.2025 | 18.1574 | 0.50043 | 0.73844 | 3642 | 1146 | 0 | 0 | 0 | 0 | 0 | 0 |  |  | 3808.5649 | 4071.8546
2021 | 1909 | 21.9435 | 4.845 | 0 | 4.845 | 16.7515 | 0.47246 | 13.5204 | 8.23 | 7.48 | 9.5 |  |  | 13.5204 | 0 |  | 0 | 13.5204 | 10.1273 | 2.538 | 20.7406 | 2.1019 | 3662 | 0.90538 | 0.08 | 0.71345 |  | 10 | 0 | 1195 | 0 | 0 | 0.98839 | 9.0116 | 4.6851 | 22.8424 | 1184 | 15.6475 | 10.1273 | 0 | 0 | 512 | 18675.3916 | 720575.9908 | 6312.2457 | 515 | 12074.5917 | 468618.8927 | 4105.1015 | 1.707e-15 | 2021 | 23.8373 | 17.075 | 4.845 | 4.845 | 16.7515 | 13.5204 | 10.1273 | 14.5057 | 9.0116 | 20.7406 | 22.8424 | 0.47246 | 0.71345 | 3662 | 1184 | 0 | 0 | 0 | 0 | 0 | 0 |  |  | 6312.2457 | 4105.1015
2022 | 1910 | 14.8056 | 4.86 | 0 | 4.86 | 9.9555 | 0.52407 | 9.0759 | 8.23 | 7.48 | 8.3053 |  |  | 9.0759 | 0 |  | 0 | 9.0759 | 10.1349 | 0.3271 | 21.0677 | 1.5737 | 3665 | 1.1453 | 0.08 | 0.87692 |  | 10.4 | 0 | 1195 | 0 | 0 | 0.7706 | 9.6294 | -0.20103 | 22.6414 | 1183 | 15.799 | 10.1349 | 0 | 0.4 | 523.5 | 12536.2898 | 494567.7798 | 4332.4138 | 533.5 | 12927.9423 | 519761.2962 | 4553.109 | -1.8457e-15 | 2022 | 16.7215 | 17.2872 | 4.86 | 4.86 | 9.9555 | 9.0759 | 10.1349 | 10.3012 | 9.6294 | 21.0677 | 22.6414 | 0.52407 | 0.87692 | 3665 | 1183 | 0 | 0 | 0.4 | 0 | 0 | 0 |  |  | 4332.4138 | 4553.109
2023 | 1911 | 15.1958 | 4.875 | 0 | 4.875 | 10.3112 | 0.53283 | 8.954 | 8.23 | 7.48 | 8.834 |  |  | 8.954 | 0 |  | 0 | 8.954 | 10.1303 | 0.75843 | 21.8261 | 0.31609 | 3670 | 1.2093 | 0.08 | 0.87264 |  | 10 | 0 | 1195 | 0 | 0 | 0.11998 | 9.88 | -0.49922 | 22.1422 | 1179 | 15.9541 | 10.1303 | 0 | 0 | 527.5 | 12367.9415 | 491654.4741 | 4306.8932 | 531 | 13274.1194 | 531178.3324 | 4653.1222 | 1.707e-15 | 2023 | 16.525 | 17.4443 | 4.875 | 4.875 | 10.3112 | 8.954 | 10.1303 | 10.2433 | 9.88 | 21.8261 | 22.1422 | 0.53283 | 0.87264 | 3670 | 1179 | 0 | 0 | 0 | 0 | 0 | 0 |  |  | 4306.8932 | 4653.1222
2024 | 1912 | 19.1713 | 4.89 | 0 | 4.89 | 14.073 | 0.54742 | 11.7747 | 8.23 | 7.48 | 9.5 |  |  | 11.7747 | 0 |  | 0 | 11.7747 | 10.4078 | 1.6108 | 23.4368 | 0.69491 | 3681 | 0.7331 | 0.08 | 0.85537 |  | 10 | 0 | 1195 | 0 | 0 | 0.29772 | 9.7023 | 1.9896 | 24.1318 | 1194 | 16.9275 | 10.4078 | 0 | 0 | 535.5 | 16264.1638 | 656343.7022 | 5749.5708 | 536.5 | 13028.6011 | 526753.7321 | 4614.3627 | 3.4833e-15 | 2024 | 20.2022 | 18.3899 | 4.89 | 4.89 | 14.073 | 11.7747 | 10.4078 | 12.5878 | 9.7023 | 23.4368 | 24.1318 | 0.54742 | 0.85537 | 3681 | 1194 | 0 | 0 | 0 | 0 | 0 | 0 |  |  | 5749.5708 | 4614.3627
2025 | 1913 | 14.5399 | 4.905 | 0 | 4.905 | 9.658 | 0.57961 | 9.3908 | 8.23 | 7.48 | 9.1041 |  |  | 9.3908 | 0 |  | 0 | 9.3908 | 10.4469 | -0.28742 | 23.1494 | 0.55709 | 3679 | 0.72685 | 0.08 | 0.91831 |  | 10 | 0 | 1195 | 0 | 0 | 0.2867 | 9.7133 | -0.42524 | 23.7065 | 1191 | 16.8939 | 10.4469 | 0 | 0 | 540 | 12971.3685 | 527861.1111 | 4624.0633 | 542.5 | 13043.8273 | 533267.2243 | 4671.4209 | 0 | 2025 | 15.5534 | 18.3267 | 4.905 | 4.905 | 9.658 | 9.3908 | 10.4469 | 10.1977 | 9.7133 | 23.1494 | 23.7065 | 0.57961 | 0.91831 | 3679 | 1191 | 0 | 0 | 0 | 0 | 0 | 0 |  |  | 4624.0633 | 4671.4209
2026 | 1914 | 21.1653 | 4.92 | 0 | 4.92 | 15.9372 | 0.5737 | 12.5429 | 8.23 | 7.48 | 9.5 |  |  | 12.5429 | 0 |  | 2.17 | 14.7129 | 11.0182 | 0.59853 | 23.748 | 2.755 | 3684 | 0.88882 | 0.08 | 0.90657 |  | 10 | 0 | 1195 | 2.0807 | 0.18264 | 0.34166 | 11.9217 | 2.7964 | 26.5029 | 1210 | 17.4386 | 11.0182 | 0 | 2.2633 | 541.5 | 20322.6308 | 829313.0444 | 7264.7823 | 550.5 | 16094.2161 | 667678.2982 | 5848.8619 | 5.2597e-15 | 2026 | 22.3957 | 18.8635 | 4.92 | 4.92 | 15.9372 | 14.7129 | 11.0182 | 15.6817 | 11.9217 | 23.748 | 26.5029 | 0.5737 | 0.90657 | 3684 | 1210 | 0 | 0 | 2.2633 | 0 | 0 | 0 |  |  | 7264.7823 | 5848.8619
2027 | 1915 | 14.2037 | 4.935 | 0 | 4.935 | 9.3087 | 0.5886 |  |  |  |  | 8.23 | 0 | 8.23 | 0 | 0 | 0.43805 | 8.6681 | 10.985 | 0.047882 | 23.7958 | 1.0636 | 3684 | 0.84184 | 0 | 0.98295 | 1103 | 10 | 0 | 1195 | 0.39479 | 0 | 0.19087 | 10.2039 | -1.6434 | 24.8595 | 1199 | 17.2488 | 10.985 | 0 | 0.39479 | 544 | 11972.9925 | 490842.0044 | 4299.776 | 554.5 | 13721.5077 | 573381.2594 | 5022.8198 | 0 | 2027 | 15.2364 | 18.6461 | 4.935 | 4.935 | 9.3087 | 8.6681 | 10.985 | 9.5099 | 10.2039 | 23.7958 | 24.8595 | 0.5886 | 0.98295 | 3684 | 1199 | 0 | 0 | 0.39479 |  |  |  | 0 | 0 | 4299.776 | 5022.8198
2028 | 1916 | 19.2773 | 4.95 | 0 | 4.95 | 14.1136 | 0.5886 |  |  |  |  | 8.23 | 0 | 8.23 | 0 | 2.7962 | 2.4946 | 13.5208 | 11.3324 | 0.0038306 | 23.7997 | 2.6479 | 3684 | 1.3467 | 0 | 0.93789 | 1104 | 10 | 0 | 1195 | 2.2744 | 0.8278 | 0.7931 | 12.3091 | 1.5881 | 26.4476 | 1210 | 17.3465 | 11.3324 | 0 | 3.1022 | 544 | 18675.9984 | 765636.8643 | 6706.9789 | 554.5 | 16629.3802 | 694892.6559 | 6087.2597 | 0 | 2028 | 21.4171 | 18.8525 | 4.95 | 4.95 | 14.1136 | 13.5208 | 11.3324 | 14.8675 | 12.3091 | 23.7997 | 26.4476 | 0.5886 | 0.93789 | 3684 | 1210 | 0 | 0 | 3.1022 |  |  |  | 0 | 0 | 6706.9789 | 6087.2597
2029 | 1917 | 23.9608 | 4.965 | 0 | 4.965 | 18.5479 | 0.5886 |  |  |  |  | 8.23 | 0 | 8.23 | 0 | 4.4756 | 5.2534 | 17.959 | 11.5807 | 0.00030645 | 23.8 | 2.6794 | 3684 | 0.88318 | 0 | 0.98295 | 1106 | 10 | 0 | 1195 | 5.0333 | 3.2964 | 0.5029 | 17.8268 | 0.031762 | 26.4794 | 1210 | 17.6092 | 11.5807 | 0 | 8.3297 | 544 | 24806.3443 | 1016955.0949 | 8908.5266 | 560 | 24250.8188 | 1023421.5142 | 8965.1725 | 0 | 2029 | 25.3468 | 19.0789 | 4.965 | 4.965 | 18.5479 | 17.959 | 11.5807 | 18.8422 | 17.8268 | 23.8 | 26.4794 | 0.5886 | 0.98295 | 3684 | 1210 | 0 | 0 | 8.3297 |  |  |  | 0 | 0 | 8908.5266 | 8965.1725
2030 | 1918 | 15.8244 | 4.98 | 0 | 4.98 | 10.8033 | 0.5886 |  |  |  |  | 8.23 | 0 | 8.23 | 0 | 0.60185 | 1.3829 | 10.2147 | 11.7791 | 2.4516e-05 | 23.8 | 2.068 | 3684 | 0.85461 | 0 | 0.98295 | 1107 | 10 | 0 | 1195 | 1.1627 | 0 | 0.45253 | 10.7102 | -0.61135 | 25.868 | 1206 | 18.0087 | 11.7791 | 0 | 1.1627 | 544 | 14109.3458 | 578423.4416 | 5066.9893 | 558 | 14420.8012 | 606406.2902 | 5312.1191 | 0 | 2030 | 17.1315 | 19.4367 | 4.98 | 4.98 | 10.8033 | 10.2147 | 11.7791 | 11.0693 | 10.7102 | 23.8 | 25.868 | 0.5886 | 0.98295 | 3684 | 1206 | 0 | 0 | 1.1627 |  |  |  | 0 | 0 | 5066.9893 | 5312.1191
2031 | 1919 | 13.012 | 4.995 | 0 | 4.995 | 8.1166 | 0.5886 |  |  |  |  | 8.23 | 0 | 8.23 | 0 | 0 | 0 | 8.23 | 11.2501 | -0.64584 | 23.1542 | 2.0181 | 3680 | 1.2473 | 0 | 0.96649 | 1108 | 10 | 0 | 1195 | 0.069261 | 0 | 0.84849 | 9.2208 | -0.69577 | 25.1722 | 1201 | 17.1156 | 11.2501 | 0 | 0.069261 | 542 | 11367.9224 | 464323.3188 | 4067.4723 | 553.5 | 12363.5091 | 515702.797 | 4517.5565 | 0 | 2031 | 15.1078 | 18.5638 | 4.995 | 4.995 | 8.1166 | 8.23 | 11.2501 | 9.4773 | 9.2208 | 23.1542 | 25.1722 | 0.5886 | 0.96649 | 3680 | 1201 | 0 | 0 | 0.069261 |  |  |  | 0.5 | 0.27923 | 4067.4723 | 4517.5565
2032 | 1920 | 22.0305 | 5.01 | 0 | 5.01 | 16.6692 | 0.57662 |  |  |  |  | 8.23 | 0 | 8.23 | 0 | 3.6271 | 3.5896 | 15.4467 | 11.8872 | 0.59417 | 23.7483 | 2.7055 | 3684 | 1.3061 | 0 | 0.94592 | 1108 | 10 | 0 | 1195 | 3.3694 | 1.5669 | 0.4372 | 14.4991 | 1.2816 | 26.4538 | 1210 | 17.8381 | 11.8872 | 0 | 4.9363 | 542 | 21336.192 | 871477.7576 | 7634.1452 | 555.5 | 19654.3701 | 822779.1949 | 7207.5457 | 0 | 2032 | 23.7738 | 19.269 | 5.01 | 5.01 | 16.6692 | 15.4467 | 11.8872 | 16.7528 | 14.4991 | 23.7483 | 26.4538 | 0.57662 | 0.94592 | 3684 | 1210 | 0 | 0 | 4.9363 |  |  |  | 0 | 0 | 7634.1452 | 7207.5457
2033 | 1921 | 22.8092 | 5.025 | 0 | 5.025 | 17.3939 | 0.5886 |  |  |  |  | 8.23 | 0 | 8.23 | 0 | 3.5746 | 4.949 | 16.7537 | 12.6671 | 0.047534 | 23.7959 | 2.6836 | 3684 | 1.4735 | 0 | 0.98295 | 1110 | 10 | 0 | 1195 | 4.7289 | 3.0825 | 0.59338 | 17.2181 | 0.025632 | 26.4795 | 1210 | 18.5994 | 12.6671 | 0 | 7.8114 | 544 | 23141.4826 | 948702.8135 | 8310.6366 | 560 | 23409.9852 | 987937.0567 | 8654.3286 | 0 | 2033 | 24.8761 | 20.1041 | 5.025 | 5.025 | 17.3939 | 16.7537 | 12.6671 | 18.2272 | 17.2181 | 23.7959 | 26.4795 | 0.5886 | 0.98295 | 3684 | 1210 | 0 | 0 | 7.8114 |  |  |  | 0 | 0 | 8310.6366 | 8654.3286
2034 | 1922 | 18.7569 | 5.04 | 0 | 5.04 | 13.5292 | 0.5886 |  |  |  |  | 8.23 | 0 | 8.23 | 0 | 1.8132 | 2.8933 | 12.9365 | 12.7833 | 0.0038027 | 23.7997 | 2.6803 | 3684 | 1.1536 | 0 | 0.98295 | 1112 | 10 | 0 | 1195 | 2.6731 | 1.1458 | 0.71234 | 13.1066 | 0.00051264 | 26.48 | 1210 | 18.558 | 12.7833 | 0 | 3.8189 | 544 | 17868.8779 | 732548.3416 | 6417.1235 | 560 | 17730.8859 | 748270.4109 | 6554.8488 | 0 | 2034 | 20.6228 | 20.1461 | 5.04 | 5.04 | 13.5292 | 12.9365 | 12.7833 | 14.0901 | 13.1066 | 23.7997 | 26.48 | 0.5886 | 0.98295 | 3684 | 1210 | 0 | 0 | 3.8189 |  |  |  | 0 | 0 | 6417.1235 | 6554.8488
2035 | 1923 | 18.4294 | 5.055 | 0 | 5.055 | 13.2031 | 0.5886 |  |  |  |  | 8.23 | 0 | 8.23 | 0 | 1.2443 | 3.14 | 12.6142 | 13.1056 | 0.00030422 | 23.8 | 2.68 | 3684 | 1.9687 | 0 | 0.98295 | 1113 | 10 | 0 | 1195 | 2.9198 | 1.0149 | 0.33476 | 13.5999 | 1.0253e-05 | 26.48 | 1210 | 18.9469 | 13.1056 | 0 | 3.9347 | 544 | 17423.7308 | 714299.1944 | 6257.2609 | 560 | 18412.3122 | 777027.6366 | 6806.7621 | 0 | 2035 | 20.7329 | 20.6641 | 5.055 | 5.055 | 13.2031 | 12.6142 | 13.1056 | 14.5829 | 13.5999 | 23.8 | 26.48 | 0.5886 | 0.98295 | 3684 | 1210 | 0 | 0 | 3.9347 |  |  |  | 0 | 0 | 6257.2609 | 6806.7621
2036 | 1924 | 14.7075 | 5.07 | 0 | 5.07 | 9.6523 | 0.5886 |  |  |  |  | 8.23 | 0 | 8.23 | 0 | 0 | 0.83371 | 9.0637 | 12.5407 | 2.4337e-05 | 23.8 | 2.0276 | 3684 | 1.377 | 0 | 0.98295 | 1114 | 10 | 0 | 1195 | 0.84876 | 0 | 0.72529 | 10.1235 | -0.65236 | 25.8276 | 1205 | 18.3012 | 12.5407 | 0 | 0.84876 | 544 | 12519.5137 | 513247.0571 | 4496.0442 | 557.5 | 13610.3855 | 571814.8203 | 5009.0978 | 0 | 2036 | 16.8099 | 20.1055 | 5.07 | 5.07 | 9.6523 | 9.0637 | 12.5407 | 10.4407 | 10.1235 | 23.8 | 25.8276 | 0.5886 | 0.98295 | 3684 | 1205 | 0 | 0 | 0.84876 |  |  |  | 0 | 0 | 4496.0442 | 5009.0978
2037 | 1925 | 13.4735 | 5.085 | 0 | 5.085 | 8.465 | 0.5886 |  |  |  |  | 8.23 | 0 | 8.23 | 0 | 0 | 0 | 8.23 | 12.4969 | -0.32529 | 23.4747 | 1.1111 | 3682 | 0.65402 | 0 | 0.96238 | 1116 | 10 | 0 | 1195 | 0 | 0 | 0.81121 | 9.1888 | -1.2418 | 24.5858 | 1197 | 18.2281 | 12.4969 | 0 | 0 | 543 | 11367.9224 | 465180.0039 | 4074.9768 | 551 | 12319.3302 | 511539.0636 | 4481.0822 | 0 | 2037 | 14.9388 | 20.0757 | 5.085 | 5.085 | 8.465 | 8.23 | 12.4969 | 8.884 | 9.1888 | 23.4747 | 24.5858 | 0.5886 | 0.96238 | 3682 | 1197 | 0 | 0 | 0 |  |  |  | 0.5 | 0.31121 | 4074.9768 | 4481.0822
2038 | 1926 | 16.1894 | 5.1 | 0 | 5.1 | 11.0301 | 0.58261 |  |  |  |  | 8.23 | 0 | 8.23 | 0 | 1.5847 | 0.30745 | 10.1222 | 12.1571 | 0.29927 | 23.774 | 0.92072 | 3684 | 0.63693 | 0 | 0.93006 | 1117 | 10 | 0 | 1195 | 0.087303 | 0 | 0.36933 | 9.718 | 0.10885 | 24.6947 | 1198 | 17.9194 | 12.1571 | 0 | 0.087303 | 543 | 13981.541 | 572130.3402 | 5011.8618 | 547.5 | 13050.2827 | 538448.4756 | 4716.8086 | 0 | 2038 | 17.1956 | 19.6536 | 5.1 | 5.1 | 11.0301 | 10.1222 | 12.1571 | 10.7591 | 9.718 | 23.774 | 24.6947 | 0.58261 | 0.93006 | 3684 | 1198 | 0 | 0 | 0.087303 |  |  |  | 0.28203 | 0 | 5011.8618 | 4716.8086
2039 | 1927 | 18.6386 | 5.115 | 0 | 5.115 | 13.3418 | 0.5886 |  |  |  |  | 8.23 | 0 | 8.23 | 0 | 2.6398 | 1.8575 | 12.7272 | 11.6339 | 0.023941 | 23.7979 | 2.6464 | 3684 | 1.027 | 0 | 0.93397 | 1119 | 10 | 0 | 1195 | 1.6373 | 0.12046 | 0.72285 | 11.0349 | 1.7496 | 26.4443 | 1210 | 17.3871 | 11.6339 | 0 | 1.7578 | 544 | 17579.8419 | 720699.0912 | 6313.324 | 554 | 14869.3533 | 620786.0579 | 5438.0859 | 0 | 2039 | 20.3884 | 19.1578 | 5.115 | 5.115 | 13.3418 | 12.7272 | 11.6339 | 13.7542 | 11.0349 | 23.7979 | 26.4443 | 0.5886 | 0.93397 | 3684 | 1210 | 0 | 0 | 1.7578 |  |  |  | 0 | 0 | 6313.324 | 5438.0859
2040 | 1928 | 17.66 | 5.13 | 0 | 5.13 | 12.3972 | 0.5886 |  |  |  |  | 8.23 | 0 | 8.23 | 0 | 1.7056 | 1.871 | 11.8065 | 11.7931 | 0.0019153 | 23.7998 | 2.2352 | 3684 | 0.27409 | 0 | 0.98295 | 1120 | 10 | 0 | 1195 | 1.6508 | 0 | 0.13551 | 11.5153 | -0.40931 | 26.035 | 1207 | 17.5707 | 11.7931 | 0 | 1.6508 | 544 | 16308.1184 | 668563.8097 | 5856.619 | 558.5 | 15532.9389 | 653757.8562 | 5726.9188 | 0 | 2040 | 18.0696 | 19.2516 | 5.13 | 5.13 | 12.3972 | 11.8065 | 11.7931 | 12.0806 | 11.5153 | 23.7998 | 26.035 | 0.5886 | 0.98295 | 3684 | 1207 | 0 | 0 | 1.6508 |  |  |  | 0 | 0 | 5856.619 | 5726.9188
2041 | 1929 | 21.5071 | 5.145 | 0 | 5.145 | 16.037 | 0.5886 |  |  |  |  | 8.23 | 0 | 8.23 | 0 | 3.7154 | 3.5028 | 15.4482 | 12.5149 | 0.00015322 | 23.8 | 2.6711 | 3684 | 0.29303 | 0 | 0.97061 | 1123 | 10 | 0 | 1195 | 3.2827 | 1.2269 | 0.18394 | 14.3256 | 0.43612 | 26.4711 | 1210 | 18.4202 | 12.5149 | 0 | 4.5095 | 544 | 21338.2596 | 874778.304 | 7663.0579 | 558.5 | 19414.7067 | 817135.5793 | 7158.1077 | 0 | 2041 | 21.9841 | 19.9392 | 5.145 | 5.145 | 16.037 | 15.4482 | 12.5149 | 15.7412 | 14.3256 | 23.8 | 26.4711 | 0.5886 | 0.97061 | 3684 | 1210 | 0 | 0 | 4.5095 |  |  |  | 0 | 0 | 7663.0579 | 7158.1077
2042 | 1930 | 15.355 | 5.16 | 0 | 5.16 | 10.1774 | 0.5886 |  |  |  |  | 8.23 | 0 | 8.23 | 0 | 0.40825 | 0.95053 | 9.5888 | 11.9291 | 1.2258e-05 | 23.8 | 1.53 | 3684 | 0.62414 | 0 | 0.98295 | 1125 | 10 | 0 | 1195 | 0.73039 | 0 | 0.33603 | 10.3944 | -1.1411 | 25.33 | 1202 | 17.7527 | 11.9291 | 0 | 0.73039 | 544 | 13244.7759 | 542979.7382 | 4756.5025 | 556 | 13984.5621 | 585954.3366 | 5132.96 | 0 | 2042 | 16.3151 | 19.1933 | 5.16 | 5.16 | 10.1774 | 9.5888 | 11.9291 | 10.2129 | 10.3944 | 23.8 | 25.33 | 0.5886 | 0.98295 | 3684 | 1202 | 0 | 0 | 0.73039 |  |  |  | 0 | 0 | 4756.5025 | 5132.96
2043 | 1931 | 8.6721 | 5.175 | 0.2164 | 4.9586 | 4.03 | 0.5886 |  |  |  |  | 8.23 | 0 | 8.23 | 0 | 0 | 0 | 8.23 | 11.0767 | -4.4055 | 19.3945 | 4.5926 | 3652 | 0.63551 | 0 | 0.95003 | 1127 | 10 | 0 | 1195 | 0 | 0 | 0.71422 | 9.2858 | -1.3429 | 23.9871 | 1193 | 16.339 | 11.0767 | 0 | 0 | 528 | 11367.9224 | 452329.7275 | 3962.4084 | 547.5 | 12453.3009 | 513817.2911 | 4501.0395 | 0 | 2043 | 10.0218 | 17.7079 | 5.175 | 4.9586 | 4.03 | 8.23 | 11.0767 | 8.8655 | 9.2858 | 19.3945 | 23.9871 | 0.5886 | 0.95003 | 3652 | 1193 | 0 | 0 | 0 |  |  |  | 0.5 | 0.21422 | 3962.4084 | 4501.0395
2044 | 1932 | 17.6276 | 5.19 | 0 | 5.19 | 12.3064 | 0.49789 |  |  |  |  | 8.23 | 0 | 8.23 | 0 | 0 | 0 | 8.23 | 10.6061 | 3.2922 | 22.6867 | 0.78054 | 3676 | 1.2269 | 0 | 0.9144 | 1129 | 10 | 0 | 1195 | 0 | 0 | 0.92711 | 9.0729 | -0.51983 | 23.4673 | 1189 | 16.226 | 10.6061 | 0 | 0 | 524 | 11367.9224 | 448902.9872 | 3932.3902 | 541 | 12159.2465 | 495728.6684 | 4342.5831 | 0 | 2044 | 19.7815 | 17.6238 | 5.19 | 5.19 | 12.3064 | 8.23 | 10.6061 | 9.4569 | 9.0729 | 22.6867 | 23.4673 | 0.49789 | 0.9144 | 3676 | 1189 | 0 | 0 | 0 |  |  |  | 0.5 | 0.42711 | 3932.3902 | 4342.5831
2045 | 1933 | 12.1868 | 5.205 | 0.040661 | 5.1643 | 7.1633 | 0.56494 |  |  |  |  | 8.23 | 0 | 8.23 | 0 | 0 | 0 | 8.23 | 10.1677 | -1.5011 | 21.1856 | 0.77394 | 3665 | 0.68035 | 0 | 0.89837 | 1132 | 10 | 0 | 1195 | 0 | 0 | 0.44951 | 9.5505 | -1.5077 | 21.9595 | 1178 | 15.6018 | 10.1677 | 0 | 0 | 530.5 | 11367.9224 | 454471.4403 | 3981.1698 | 533.5 | 12818.9362 | 515378.7648 | 4514.718 | 0 | 2045 | 13.3166 | 16.8822 | 5.205 | 5.1643 | 7.1633 | 8.23 | 10.1677 | 8.9104 | 9.5505 | 21.1856 | 21.9595 | 0.56494 | 0.89837 | 3665 | 1178 | 0 | 0 | 0 |  |  |  | 0.44951 | 0 | 3981.1698 | 4514.718
2046 | 1934 | 6.6585 | 5.22 | 0.31707 | 4.9029 | 2.1728 | 0.53283 |  |  |  |  | 8.23 | 0 | 8.23 | 0 | 0 | 0 | 8.23 | 10.0843 | -6.0628 | 15.1228 | 5.341 | 3614 | 0.56753 | 0 | 0.85097 | 1133 | 10 | 0 | 1195 | 0 | 0 | 0.52715 | 9.4728 | -1.4958 | 20.4638 | 1166 | 14.7969 | 10.0843 | 0 | 0 | 499.5 | 11367.9224 | 427914.2025 | 3748.5284 | 522 | 12711.6975 | 500050.8404 | 4380.4454 | 0 | 2046 | 7.7532 | 15.9765 | 5.22 | 4.9029 | 2.1728 | 8.23 | 10.0843 | 8.7975 | 9.4728 | 15.1228 | 20.4638 | 0.53283 | 0.85097 | 3614 | 1166 | 0 | 0 | 0 |  |  |  | 0.5 | 0.027151 | 3748.5284 | 4380.4454
2047 | 1935 | 12.3374 | 5.235 | 0.033128 | 5.2019 | 7.2689 | 0.40685 |  |  |  |  | 8.23 | 0 | 8.23 | 0 | 0 | 0 | 8.23 | 10.0843 | -1.2585 | 13.8643 | 4.5124 | 3602 | 0.29947 | 0 | 0.79817 | 1135 | 10 | 0 | 1195 | 0 | 0 | 0.13894 | 9.8611 | -2.0872 | 18.3766 | 1148 | 14.6832 | 10.0843 | 0 | 0 | 468 | 11367.9224 | 400928.6221 | 3512.1347 | 507 | 13247.9204 | 506169.2721 | 4434.0428 | 0 | 2047 | 12.7758 | 15.7602 | 5.235 | 5.2019 | 7.2689 | 8.23 | 10.0843 | 8.5295 | 9.8611 | 13.8643 | 18.3766 | 0.40685 | 0.79817 | 3602 | 1148 | 0 | 0 | 0 |  |  |  | 0.13894 | 0 | 3512.1347 | 4434.0428
2048 | 1936 | 14.5531 | 5.25 | 0 | 5.25 | 9.3256 | 0.38181 |  |  |  |  | 8.23 | 0 | 8.23 | 0 | 0 | 0 | 8.23 | 9.8951 | 0.65672 | 14.521 | 1.8867 | 3608 | 0.48269 | 0 | 0.72178 | 1137 | 10 | 0 | 1195 | 0 | 0 | 0 | 10 | -1.9689 | 16.4077 | 1130 | 14.5196 | 9.8951 | 0 | 0 | 465 | 11367.9224 | 398358.5669 | 3489.621 | 489 | 13439.8402 | 495271.1978 | 4338.5757 | 0 | 2048 | 15.0358 | 15.5442 | 5.25 | 5.25 | 9.3256 | 8.23 | 9.8951 | 8.7127 | 10 | 14.521 | 16.4077 | 0.38181 | 0.72178 | 3608 | 1130 | 0 | 0 | 0 |  |  |  | 0 | 0 | 3489.621 | 4338.5757
2049 | 1937 | 14.228 | 5.265 | 0 | 5.265 | 9.0017 | 0.39433 |  |  |  |  | 8.23 | 0 | 8.23 | 0 | 0 | 0 | 8.23 | 9.4454 | 0.34722 | 14.8682 | 0.6561 | 3612 | 0.80654 | 0 | 0.66039 | 1138 | 9.5 | 0 | 1195 | 0 | 0 | 0.22242 | 9.2776 | -0.88341 | 15.5243 | 1121 | 14.0786 | 9.4454 | 0.5 | 0 | 470 | 11367.9224 | 402641.9923 | 3527.1439 | 475.5 | 12441.981 | 445841.1636 | 3905.5686 | 0 | 2049 | 15.2569 | 15.0311 | 5.265 | 5.265 | 9.0017 | 8.23 | 9.4454 | 9.0365 | 9.2776 | 14.8682 | 15.5243 | 0.39433 | 0.66039 | 3612 | 1121 | 0 | 0.5 | 0 |  |  |  | 0.5 | 0.22242 | 3527.1439 | 3905.5686
2050 | 1938 | 18.0038 | 5.28 | 0 | 5.28 | 12.5738 | 0.40268 |  |  |  |  | 8.23 | 0 | 8.23 | 0 | 0 | 0 | 8.23 | 9.0877 | 3.6259 | 18.4941 | -4.1299 | 3644 | 0.6057 | 0 | 0.63513 | 1140 | 9.5 | 0 | 1195 | 0 | 0 | 0.11562 | 9.3844 | -1.1601 | 14.3642 | 1109 | 14.1129 | 9.0877 | 0.5 | 0 | 488 | 11367.9224 | 418062.3239 | 3662.226 | 465 | 12589.5043 | 441165.6536 | 3864.6111 | 0 | 2050 | 18.7252 | 15.0966 | 5.28 | 5.28 | 12.5738 | 8.23 | 9.0877 | 8.8357 | 9.3844 | 18.4941 | 14.3642 | 0.40268 | 0.63513 | 3644 | 1109 | 0 | 0.5 | 0 |  |  |  | 0.5 | 0.11562 | 3662.226 | 3864.6111
2051 | 1939 | 11.7728 | 5.295 | 0.061358 | 5.2336 | 6.7007 | 0.47755 |  |  |  |  | 8.23 | 0 | 8.23 | 0 | 0 | 0 | 8.23 | 8.3659 | -1.8463 | 16.6478 | -2.8015 | 3629 | 0.8733 | 0 | 0.60441 | 1142 | 9.5 | 0 | 1195 | 0 | 0 | 0.47271 | 9.0273 | -0.51783 | 13.8463 | 1103 | 13.1395 | 8.3659 | 0.5 | 0 | 496.5 | 11367.9224 | 425344.1472 | 3726.0147 | 456 | 12096.2555 | 415676.9129 | 3641.3298 | 0 | 2051 | 13.1188 | 14.2101 | 5.295 | 5.2336 | 6.7007 | 8.23 | 8.3659 | 9.1033 | 9.0273 | 16.6478 | 13.8463 | 0.47755 | 0.60441 | 3629 | 1103 | 0 | 0.5 | 0 |  |  |  | 0.5 | 0.47271 | 3726.0147 | 3641.3298
2052 | 1940 | 9.4241 | 5.31 | 0.17879 | 5.1312 | 4.5719 | 0.44097 |  |  |  |  | 8.23 | 0 | 8.23 | 0 | 0 | 0 | 8.23 | 8.23 | -3.7711 | 12.8767 | 0.26418 | 3591 | 1.017 | 0 | 0.58917 | 1144 | 9.5 | 0 | 1195 | 0 | 0 | 0.12227 | 9.3777 | -0.70549 | 13.1408 | 1095 | 12.5464 | 8.23 | 0.5 | 0 | 470 | 11367.9224 | 402641.9923 | 3527.1439 | 449 | 12580.3064 | 425674.534 | 3728.9089 | 0 | 2052 | 10.5634 | 13.6349 | 5.31 | 5.1312 | 4.5719 | 8.23 | 8.23 | 9.247 | 9.3777 | 12.8767 | 13.1408 | 0.44097 | 0.58917 | 3591 | 1095 | 0 | 0.5 | 0 |  |  |  | 0.5 | 0.12227 | 3527.1439 | 3728.9089
2053 | 1941 | 18.405 | 5.325 | 0 | 5.325 | 12.9099 | 0.36032 |  |  |  |  | 8.23 | 0 | 8.23 | 0 | 0 | 0 | 8.23 | 8.23 | 3.974 | 16.8507 | -3.2474 | 3630 | 2.0576 | 0 | 0.56914 | 1145 | 9.5 | 0 | 1195 | 0 | 0 | 0.25341 | 9.2466 | 0.46243 | 13.6033 | 1100 | 13.5197 | 8.23 | 0.5 | 0 | 470.5 | 11367.9224 | 403070.3349 | 3530.8961 | 447.5 | 12399.1679 | 418143.8275 | 3662.9399 | 0 | 2053 | 20.716 | 14.7043 | 5.325 | 5.325 | 12.9099 | 8.23 | 8.23 | 10.2876 | 9.2466 | 16.8507 | 13.6033 | 0.36032 | 0.56914 | 3630 | 1100 | 0 | 0.5 | 0 |  |  |  | 0.5 | 0.25341 | 3530.8961 | 3662.9399
2054 | 1942 | 19.5191 | 5.34 | 0 | 5.34 | 13.9533 | 0.44337 |  |  |  |  | 8.23 | 0 | 8.23 | 0 | 0 | 0 | 8.23 | 8.23 | 4.8576 | 21.7082 | -8.8925 | 3669 | 0.85049 | 0 | 0.58156 | 1147 | 9.5 | 0 | 1195 | 0 | 0 | 0.19752 | 9.3025 | -0.78748 | 12.8158 | 1091 | 13.7089 | 8.23 | 0.5 | 0 | 509.5 | 11367.9224 | 436481.0534 | 3823.574 | 445.5 | 12476.3691 | 418866.8896 | 3669.274 | 0 | 2054 | 20.5671 | 14.7829 | 5.34 | 5.34 | 13.9533 | 8.23 | 8.23 | 9.0805 | 9.3025 | 21.7082 | 12.8158 | 0.44337 | 0.58156 | 3669 | 1091 | 0 | 0.5 | 0 |  |  |  | 0.5 | 0.19752 | 3823.574 | 3669.274
2055 | 1943 | 13.6882 | 5.355 | 0 | 5.355 | 8.399 | 0.5445 |  |  |  |  | 8.23 | 0 | 8.23 | 0 | 0 | 0 | 8.23 | 8.23 | -0.34551 | 21.3627 | -9.5271 | 3667 | 0.8291 | 0 | 0.55921 | 1149 | 9.5 | 0 | 1195 | 0 | 0 | 0 | 9.5 | -0.9801 | 11.8357 | 1080 | 13.859 | 8.23 | 0.5 | 0 | 528 | 11367.9224 | 452329.7275 | 3962.4084 | 435.5 | 12749.2009 | 418418.8423 | 3665.3491 | 0 | 2055 | 14.5173 | 14.903 | 5.355 | 5.355 | 8.399 | 8.23 | 8.23 | 9.0591 | 9.5 | 21.3627 | 11.8357 | 0.5445 | 0.55921 | 3667 | 1080 | 0 | 0.5 | 0 |  |  |  | 0.5 | 0 | 3962.4084 | 3665.3491
2056 | 1944 | 15.585 | 5.37 | 0 | 5.37 | 10.186 | 0.53866 |  |  |  |  | 8.23 | 0 | 8.23 | 0 | 0 | 0 | 8.23 | 8.23 | 1.3039 | 22.6667 | -11.6774 | 3676 | 0.90487 | 0 | 0.53454 | 1151 | 9.5 | 0 | 1195 | 0 | 0 | 0.035944 | 9.4641 | -0.84645 | 10.9892 | 1069 | 14.7517 | 8.23 | 0.5 | 0 | 531.5 | 11367.9224 | 455328.1254 | 3988.6744 | 424.5 | 12699.5519 | 406261.9974 | 3558.8551 | 0 | 2056 | 16.5259 | 15.7802 | 5.37 | 5.37 | 10.186 | 8.23 | 8.23 | 9.1349 | 9.4641 | 22.6667 | 10.9892 | 0.53866 | 0.53454 | 3676 | 1069 | 0 | 0.5 | 0 |  |  |  | 0.5 | 0.035944 | 3988.6744 | 3558.8551
2057 | 1945 | 13.9778 | 5.385 | 0 | 5.385 | 8.6441 | 0.56494 |  |  |  |  | 8.23 | 0 | 8.23 | 0 | 0 | 0 | 8.23 | 8.23 | -0.13881 | 22.5278 | -12.1753 | 3675 | 1.0077 | 0 | 0.50913 | 1152 | 9.5 | 0 | 1195 | 0 | 0 | 0.12169 | 9.3783 | -0.63673 | 10.3525 | 1061 | 14.9157 | 8.23 | 0.5 | 0 | 535.5 | 11367.9224 | 458754.8657 | 4018.6926 | 415 | 12581.1113 | 393466 | 3446.7622 | 0 | 2057 | 15.1072 | 16.0134 | 5.385 | 5.385 | 8.6441 | 8.23 | 8.23 | 9.2377 | 9.3783 | 22.5278 | 10.3525 | 0.56494 | 0.50913 | 3675 | 1061 | 0 | 0.5 | 0 |  |  |  | 0.5 | 0.12169 | 4018.6926 | 3446.7622
2058 | 1946 | 11.1145 | 5.4 | 0.094277 | 5.3057 | 6.0032 | 0.56202 |  |  |  |  | 8.23 | 0 | 8.23 | 0 | 0 | 0 | 8.23 | 8.23 | -2.5657 | 19.9621 | -10.3794 | 3656 | 0.73846 | 0 | 0.49065 | 1154 | 9.5 | 0 | 1195 | 0 | 0 | 0.23668 | 9.2633 | -0.7698 | 9.5827 | 1051 | 14.5718 | 8.23 | 0.5 | 0 | 525.5 | 11367.9224 | 450188.0148 | 3943.647 | 406 | 12422.2793 | 380073.3613 | 3329.4426 | 0 | 2058 | 12.0896 | 15.7187 | 5.4 | 5.3057 | 6.0032 | 8.23 | 8.23 | 8.9685 | 9.2633 | 19.9621 | 9.5827 | 0.56202 | 0.49065 | 3656 | 1051 | 0 | 0.5 | 0 |  |  |  | 0.5 | 0.23668 | 3943.647 | 3329.4426
2059 | 1947 | 15.9907 | 5.415 | 0 | 5.415 | 10.5263 | 0.50806 |  |  |  |  | 8.23 | 0 | 8.23 | 0 | 0 | 0 | 8.23 | 8.23 | 1.6452 | 21.6073 | -12.6435 | 3669 | 0.70351 | 0 | 0.46585 | 1156 | 9.5 | 0 | 1195 | 0 | 0 | 0.40085 | 9.0991 | -0.61886 | 8.9639 | 1042 | 14.7481 | 8.23 | 0.5 | 0 | 522.5 | 11367.9224 | 447617.9595 | 3921.1333 | 0 | 12195.512 | 0 | 0 | 0 | 2059 | 17.0951 | 15.9026 | 5.415 | 5.415 | 10.5263 | 8.23 | 8.23 | 8.9335 | 9.0991 | 21.6073 | 8.9639 | 0.50806 | 0.46585 | 3669 | 1042 | 0 | 0.5 | 0 |  |  |  | 0.5 | 0.40085 | 3921.1333 | 0
2060 | 1948 | 15.9544 | 5.43 | 0 | 5.43 | 10.4769 | 0.5445 |  |  |  |  | 8.23 | 0 | 8.23 | 0 | 0 | 0 | 8.23 | 8.23 | 1.5662 | 23.1735 | -15.1521 | 3680 | 0.2981 | 0 | 0.44335 | 1157 | 9.5 | 0 | 1195 | 0 | 0 | 0.45354 | 9.0465 | -0.94247 | 8.0214 | 1027 | 14.5432 | 8.23 | 0.5 | 0 | 534.5 | 11367.9224 | 457898.1806 | 4011.1881 | 0 | 12122.7322 | 0 | 0 | 0 | 2060 | 16.7061 | 15.7006 | 5.43 | 5.43 | 10.4769 | 8.23 | 8.23 | 8.5281 | 9.0465 | 23.1735 | 8.0214 | 0.5445 | 0.44335 | 3680 | 1027 | 0 | 0.5 | 0 |  |  |  | 0.5 | 0.45354 | 4011.1881 | 0
2061 | 1949 | 16.7401 | 5.43 | 0 | 5.43 | 11.2233 | 0.57662 |  |  |  |  | 8.23 | 0 | 8.23 | 0 | 0.59017 | 1.2 | 10.0202 | 8.409 | 0.57635 | 23.7499 | -14.4484 | 3684 | 0.62848 | 0 | 0.4118 | 1157 | 9.5 | 0 | 1195 | 0 | 0 | 0.56933 | 8.9307 | 1.2801 | 9.3014 | 1047 | 15.0399 | 8.409 | 0.5 | 0 | 542 | 13840.6477 | 565321.8997 | 4952.2198 | 0 | 11962.7941 | 0 | 0 | 0 | 2061 | 17.9379 | 16.1825 | 5.43 | 5.43 | 11.2233 | 10.0202 | 8.409 | 10.6487 | 8.9307 | 23.7499 | 9.3014 | 0.57662 | 0.4118 | 3684 | 1047 | 0 | 0.5 | 0 |  |  |  | 0.5 | 0.56933 | 4952.2198 | 0
2062 | 1950 | 13.3802 | 5.43 | 0 | 5.43 | 8.0314 | 0.5886 |  |  |  |  | 8.23 | 0 | 8.23 | 0 | 0 | 0 | 8.23 | 8.409 | -0.72426 | 23.0256 | -14.5302 | 3679 | 0.31975 | 0 | 0.45585 | 1157 | 9.5 | 0 | 1195 | 0 | 0 | 0.58358 | 8.9164 | -0.80607 | 8.4954 | 1035 | 15.4355 | 8.409 | 0.5 | 0 | 541.5 | 11367.9224 | 463894.9763 | 4063.72 | 0 | 11943.1132 | 0 | 0 | 0 | 2062 | 14.2835 | 16.5546 | 5.43 | 5.43 | 8.0314 | 8.23 | 8.409 | 8.5498 | 8.9164 | 23.0256 | 8.4954 | 0.5886 | 0.45585 | 3679 | 1035 | 0 | 0.5 | 0 |  |  |  | 0.5 | 0.58358 | 4063.72 | 0
2063 | 1951 | 12.5442 | 5.43 | 0.022789 | 5.4072 | 7.26 | 0.5737 |  |  |  |  | 8.23 | 0 | 8.23 | 0 | 0 | 0 | 8.23 | 8.409 | -1.4202 | 21.6054 | -13.8972 | 3669 | 0.3503 | 0 | 0.42814 | 1157 | 9.5 | 0 | 1195 | 0 | 0 | 0.54455 | 8.9555 | -0.78723 | 7.7082 | 1022 | 14.8494 | 8.409 | 0.5 | 0 | 534 | 11367.9224 | 457469.8381 | 4007.4358 | 0 | 11997.0282 | 0 | 0 | 0 | 2063 | 13.4391 | 15.8269 | 5.43 | 5.4072 | 7.26 | 8.23 | 8.409 | 8.5803 | 8.9555 | 21.6054 | 7.7082 | 0.5737 | 0.42814 | 3669 | 1022 | 0 | 0.5 | 0 |  |  |  | 0.5 | 0.54455 | 4007.4358 | 0
2064 | 1952 | 20.9978 | 5.43 | 0 | 5.43 | 15.2681 | 0.5445 |  |  |  |  | 8.23 | 0 | 8.23 | 0 | 3.0989 | 1.2 | 12.5289 | 8.8389 | 2.019 | 23.6244 | -11.7245 | 3683 | 0.87456 | 0 | 0.40159 | 1157 | 9.5 | 0 | 1195 | 0 | 0 | 0.77538 | 8.7246 | 4.1917 | 11.8999 | 1081 | 14.9973 | 8.8389 | 0.5 | 0 | 536 | 17305.9572 | 699037.579 | 6123.5692 | 401.5 | 11678.1832 | 353346.6204 | 3095.3164 | 0 | 2064 | 22.6477 | 16.0349 | 5.43 | 5.43 | 15.2681 | 12.5289 | 8.8389 | 13.4035 | 8.7246 | 23.6244 | 11.8999 | 0.5445 | 0.40159 | 3683 | 1081 | 0 | 0.5 | 0 |  |  |  | 0.5 | 0.77538 | 6123.5692 | 3095.3164
2065 | 1953 | 11.2564 | 5.43 | 0.087181 | 5.3428 | 6.1009 | 0.58561 |  |  |  |  | 8.23 | 0 | 8.23 | 0 | 0 | 0 | 8.23 | 8.8389 | -2.4975 | 21.1269 | -9.8504 | 3665 | 0.43355 | 0 | 0.53676 | 1157 | 9.5 | 0 | 1195 | 0 | 0 | 0.73713 | 8.7629 | -0.62335 | 11.2765 | 1073 | 14.7541 | 8.8389 | 0.5 | 0 | 534 | 11367.9224 | 457469.8381 | 4007.4358 | 427 | 11731.0157 | 377488.3911 | 3306.7983 | 0 | 2065 | 12.4271 | 15.8259 | 5.43 | 5.3428 | 6.1009 | 8.23 | 8.8389 | 8.6636 | 8.7629 | 21.1269 | 11.2765 | 0.58561 | 0.53676 | 3665 | 1073 | 0 | 0.5 | 0 |  |  |  | 0.5 | 0.73713 | 4007.4358 | 3306.7983
2066 | 1954 | 8.4073 | 5.43 | 0.22964 | 5.2004 | 3.5367 | 0.53283 |  |  |  |  | 8.23 | 0 | 8.23 | 0 | 0 | 0 | 8.23 | 8.8389 | -4.808 | 16.3189 | -5.7143 | 3626 | 0.52244 | 0 | 0.51837 | 1157 | 9.5 | 0 | 1195 | 0 | 0 | 0.58028 | 8.9197 | -0.67194 | 10.6046 | 1064 | 14.0363 | 8.8389 | 0.5 | 0 | 505.5 | 11367.9224 | 433054.313 | 3793.5558 | 418.5 | 11947.6747 | 376806.9994 | 3300.8293 | 0 | 2066 | 9.51 | 15.1243 | 5.43 | 5.2004 | 3.5367 | 8.23 | 8.8389 | 8.7524 | 8.9197 | 16.3189 | 10.6046 | 0.53283 | 0.51837 | 3626 | 1064 | 0 | 0.5 | 0 |  |  |  | 0.5 | 0.58028 | 3793.5558 | 3300.8293
2067 | 1955 | 9.8413 | 5.43 | 0.15794 | 5.2721 | 4.8273 | 0.43377 |  |  |  |  | 8.23 | 0 | 8.23 | 0 | 0 | 0 | 8.23 | 8.8389 | -3.5295 | 12.7894 | -2.2265 | 3590 | 0.80616 | 0 | 0.49758 | 1157 | 9.5 | 0 | 1195 | 0 | 0 | 0.91881 | 8.5812 | -0.041758 | 10.5628 | 1064 | 13.6227 | 8.8389 | 0.5 | 0 | 468 | 11367.9224 | 400928.6221 | 3512.1347 | 414 | 11480.0616 | 358166.256 | 3137.5364 | 0 | 2067 | 11.5662 | 14.7702 | 5.43 | 5.2721 | 4.8273 | 8.23 | 8.8389 | 9.0362 | 8.5812 | 12.7894 | 10.5628 | 0.43377 | 0.49758 | 3590 | 1064 | 0 | 0.5 | 0 |  |  |  | 0.5 | 0.91881 | 3512.1347 | 3137.5364
2068 | 1956 | 11.5589 | 5.43 | 0.072056 | 5.3579 | 6.3732 | 0.3584 |  |  |  |  | 8.23 | 0 | 8.23 | 0 | 0 | 0 | 8.23 | 8.8389 | -2.038 | 10.7514 | -0.9418 | 3566 | 0.38992 | 0 | 0.49758 | 1157 | 9.5 | 0 | 1195 | 0 | 0 | 0.60901 | 8.891 | -0.75327 | 9.8096 | 1054 | 13.6671 | 8.8389 | 0.5 | 0 | 438 | 11367.9224 | 375228.0694 | 3286.9979 | 409 | 11907.9882 | 367030.211 | 3215.1846 | 0 | 2068 | 12.5578 | 14.817 | 5.43 | 5.3579 | 6.3732 | 8.23 | 8.8389 | 8.6199 | 8.891 | 10.7514 | 9.8096 | 0.3584 | 0.49758 | 3566 | 1054 | 0 | 0.5 | 0 |  |  |  | 0.5 | 0.60901 | 3286.9979 | 3215.1846
2069 | 1957 | 20.2541 | 5.43 | 0 | 5.43 | 14.5615 | 0.31231 |  |  |  |  | 8.23 | 0 | 8.23 | 0 | 0 | 0 | 8.23 | 8.8389 | 5.5377 | 16.2891 | -6.9748 | 3625 | 0.91275 | 0 | 0.47334 | 1157 | 9.5 | 0 | 1195 | 0 | 0 | 0.32519 | 9.1748 | -0.4953 | 9.3143 | 1047 | 14.0935 | 8.8389 | 0.5 | 0 | 455.5 | 11367.9224 | 390220.0585 | 3418.3277 | 400.5 | 12300.028 | 371234.8419 | 3252.0172 | 0 | 2069 | 21.492 | 15.2567 | 5.43 | 5.43 | 14.5615 | 8.23 | 8.8389 | 9.1427 | 9.1748 | 16.2891 | 9.3143 | 0.31231 | 0.47334 | 3625 | 1047 | 0 | 0.5 | 0 |  |  |  | 0.5 | 0.32519 | 3418.3277 | 3252.0172
2070 | 1958 | 16.979 | 5.43 | 0 | 5.43 | 11.4502 | 0.43137 |  |  |  |  | 8.23 | 0 | 8.23 | 0 | 0 | 0 | 8.23 | 8.8389 | 2.5657 | 18.8548 | -9.5335 | 3647 | 0.90403 | 0 | 0.45585 | 1157 | 9.5 | 0 | 1195 | 0 | 0 | 0.82897 | 8.671 | 0.0070016 | 9.3213 | 1047 | 14.1959 | 8.8389 | 0.5 | 0 | 496 | 11367.9224 | 424915.8047 | 3722.2624 | 0 | 11604.1669 | 0 | 0 | 0 | 2070 | 18.7119 | 15.4573 | 5.43 | 5.43 | 11.4502 | 8.23 | 8.8389 | 9.134 | 8.671 | 18.8548 | 9.3213 | 0.43137 | 0.45585 | 3647 | 1047 | 0 | 0.5 | 0 |  |  |  | 0.5 | 0.82897 | 3722.2624 | 0
2071 | 1959 | 9.2757 | 5.43 | 0.18621 | 5.2438 | 4.3183 | 0.48517 |  |  |  |  | 8.23 | 0 | 8.23 | 0 | 0 | 0 | 8.23 | 8.6599 | -4.0451 | 14.8097 | -5.9005 | 3611 | 0.54858 | 0 | 0.45585 | 1157 | 9.5 | 0 | 1195 | 0 | 0 | 0.75677 | 8.7432 | -0.41209 | 8.9092 | 1041 | 13.4495 | 8.6599 | 0.5 | 0 | 489 | 11367.9224 | 418919.009 | 3669.7305 | 0 | 11703.8938 | 0 | 0 | 0 | 2071 | 10.5811 | 14.7216 | 5.43 | 5.2438 | 4.3183 | 8.23 | 8.6599 | 8.7786 | 8.7432 | 14.8097 | 8.9092 | 0.48517 | 0.45585 | 3611 | 1041 | 0 | 0.5 | 0 |  |  |  | 0.5 | 0.75677 | 3669.7305 | 0
2072 | 1960 | 12.0308 | 5.43 | 0.048458 | 5.3815 | 6.7979 | 0.40059 |  |  |  |  | 8.23 | 0 | 8.23 | 0 | 0 | 0 | 8.23 | 8.6599 | -1.686 | 13.1236 | -4.5863 | 3594 | 0.81714 | 0 | 0.44085 | 1157 | 9.5 | 0 | 1195 | 0 | 0 | 0.51428 | 8.9857 | -0.37184 | 8.5373 | 1035 | 13.3145 | 8.6599 | 0.5 | 0 | 462.5 | 11367.9224 | 396216.8541 | 3470.8596 | 0 | 12038.8351 | 0 | 0 | 0 | 2072 | 13.3623 | 14.6295 | 5.43 | 5.3815 | 6.7979 | 8.23 | 8.6599 | 9.0471 | 8.9857 | 13.1236 | 8.5373 | 0.40059 | 0.44085 | 3594 | 1035 | 0 | 0.5 | 0 |  |  |  | 0.5 | 0.51428 | 3470.8596 | 0
2073 | 1961 | 9.291 | 5.43 | 0.18545 | 5.2446 | 4.3321 | 0.36609 |  |  |  |  | 8.23 | 0 | 8.23 | 0 | 0 | 0 | 8.23 | 8.6599 | -3.9229 | 9.2007 | -1.1978 | 3546 | 0.75992 | 0 | 0.42814 | 1157 | 9.5 | 0 | 1195 | 0 | 0 | 0.39294 | 9.1071 | -0.53438 | 8.003 | 1027 | 12.9892 | 8.6599 | 0.5 | 0 | 430 | 11367.9224 | 368374.5887 | 3226.9614 | 0 | 12206.4474 | 0 | 0 | 0 | 2073 | 10.4439 | 14.33 | 5.43 | 5.2446 | 4.3321 | 8.23 | 8.6599 | 8.9899 | 9.1071 | 9.2007 | 8.003 | 0.36609 | 0.42814 | 3546 | 1027 | 0 | 0.5 | 0 |  |  |  | 0.5 | 0.39294 | 3226.9614 | 0
2074 | 1962 | 17.8524 | 5.43 | 0 | 5.43 | 12.28 | 0.27649 |  |  |  |  | 8.23 | 0 | 8.23 | 0 | 0 | 0 | 8.23 | 8.23 | 3.4716 | 12.6724 | -5.4872 | 3589 | 0.41269 | 0 | 0.4118 | 1157 | 9.5 | 0 | 1195 | 0 | 0 | 0.43466 | 9.0653 | -0.81777 | 7.1852 | 1014 | 12.6747 | 8.23 | 0.5 | 0 | 427.5 | 11367.9224 | 366232.876 | 3208.2 | 0 | 12148.8174 | 0 | 0 | 0 | 2074 | 18.6998 | 13.9352 | 5.43 | 5.43 | 12.28 | 8.23 | 8.23 | 8.6427 | 9.0653 | 12.6724 | 7.1852 | 0.27649 | 0.4118 | 3589 | 1014 | 0 | 0.5 | 0 |  |  |  | 0.5 | 0.43466 | 3208.2 | 0
2075 | 1963 | 9.3027 | 5.43 | 0.18486 | 5.2451 | 4.3426 | 0.35647 |  |  |  |  | 8.23 | 0 | 8.23 | 0 | 0 | 0 | 8.23 | 8.23 | -3.9043 | 8.768 | -1.8951 | 3539 | 0.57744 | 0 | 0.38515 | 1157 | 9.5 | -0.4078 | 1195 | 0 | 0 | 0.35132 | 8.7409 | -0.31222 | 6.873 | 1009 | 12.4793 | 8.23 | 0.9078 | 0 | 424 | 11367.9224 | 363234.4782 | 3181.934 | 0 | 11700.6523 | 0 | 0 | 0 | 2075 | 10.2315 | 13.7156 | 5.43 | 5.2451 | 4.3426 | 8.23 | 8.23 | 8.8074 | 8.7409 | 8.768 | 6.873 | 0.35647 | 0.38515 | 3539 | 1009 | 0 | 0.9078 | 0 |  |  |  | 0.5 | 0.75911 | 3181.934 | 0
2076 | 1964 | 10.8517 | 5.43 | 0.10741 | 5.3226 | 5.7367 | 0.26454 |  |  |  |  | 8.23 | 0 | 8.23 | 0 | 0 | 0 | 8.23 | 8.23 | -2.5372 | 6.2308 | 0.6359 | 3496 | 0.37979 | 0 | 0.37484 | 1157 | 9.5 | -0.81159 | 1195 | 0 | 0 | 0.44709 | 8.2413 | -0.0062443 | 6.8667 | 1008 | 12.7238 | 8.23 | 1.3116 | 0 | 377.5 | 11367.9224 | 323398.6215 | 2832.9719 | 0 | 11010.6132 | 0 | 0 | 0 | 2076 | 11.6786 | 13.9325 | 5.43 | 5.3226 | 5.7367 | 8.23 | 8.23 | 8.6098 | 8.2413 | 6.2308 | 6.8667 | 0.26454 | 0.37484 | 3496 | 1008 | 0 | 1.3116 | 0 |  |  |  | 0.5 | 1.2587 | 2832.9719 | 0
2077 | 1965 | 18.9546 | 5.43 | 0 | 5.43 | 13.3271 | 0.20256 |  |  |  |  | 8.23 | 0 | 8.23 | 0 | 0 | 0 | 8.23 | 8.23 | 4.5029 | 10.7338 | -3.5739 | 3566 | 1.257 | 0 | 0.37278 | 1157 | 9.5 | 0 | 1195 | 0 | 0 | 0.68494 | 8.8151 | 0.29318 | 7.1599 | 1013 | 13.6351 | 8.23 | 0.5 | 0 | 391 | 11367.9224 | 334963.8702 | 2934.2835 | 0 | 11803.1031 | 0 | 0 | 0 | 2077 | 20.8966 | 14.8655 | 5.43 | 5.43 | 13.3271 | 8.23 | 8.23 | 9.487 | 8.8151 | 10.7338 | 7.1599 | 0.20256 | 0.37278 | 3566 | 1013 | 0 | 0.5 | 0 |  |  |  | 0.5 | 0.68494 | 2934.2835 | 0
2078 | 1966 | 11.6766 | 5.43 | 0.066172 | 5.3638 | 6.4791 | 0.31231 |  |  |  |  | 8.23 | 0 | 8.23 | 0 | 0 | 0 | 8.23 | 8.23 | -1.8982 | 8.8356 | -1.7216 | 3540 | 1.0363 | 0 | 0.38309 | 1157 | 9.5 | 0 | 1195 | 0 | 0 | 0.56995 | 8.93 | -0.045936 | 7.114 | 1013 | 13.6469 | 8.23 | 0.5 | 0 | 413 | 11367.9224 | 353810.9422 | 3099.3839 | 0 | 11961.9379 | 0 | 0 | 0 | 2078 | 13.2828 | 14.938 | 5.43 | 5.3638 | 6.4791 | 8.23 | 8.23 | 9.2663 | 8.93 | 8.8356 | 7.114 | 0.31231 | 0.38309 | 3540 | 1013 | 0 | 0.5 | 0 |  |  |  | 0.5 | 0.56995 | 3099.3839 | 0
2079 | 1967 | 11.8637 | 5.43 | 0.056816 | 5.3732 | 6.6475 | 0.26607 |  |  |  |  | 8.23 | 0 | 8.23 | 0 | 0 | 0 | 8.23 | 8.23 | -1.7007 | 7.1349 | -0.26337 | 3513 | 0.83552 | 0 | 0.38309 | 1157 | 9.5 | -0.12092 | 1195 | 0 | 0 | 0.44927 | 8.9298 | -0.24242 | 6.8716 | 1008 | 12.8078 | 8.23 | 0.62092 | 0 | 386.5 | 11367.9224 | 331108.7873 | 2900.513 | 0 | 11961.5974 | 0 | 0 | 0 | 2079 | 13.1485 | 14.1037 | 5.43 | 5.3732 | 6.6475 | 8.23 | 8.23 | 9.0655 | 8.9298 | 7.1349 | 6.8716 | 0.26607 | 0.38309 | 3513 | 1008 | 0 | 0.62092 | 0 |  |  |  | 0.5 | 0.5702 | 2900.513 | 0
2080 | 1968 | 13.5714 | 5.43 | 0 | 5.43 | 8.213 | 0.22564 |  |  |  |  | 8.23 | 0 | 8.23 | 0 | 0 | 0 | 8.23 | 8.23 | -0.22323 | 6.9117 | -0.044994 | 3509 | 0.84146 | 0 | 0.37278 | 1157 | 9.5 | -0.42252 | 1195 | 0 | 0 | 0.37386 | 8.7036 | -0.0048484 | 6.8667 | 1008 | 12.4671 | 8.23 | 0.92252 | 0 | 371 | 11367.9224 | 317830.1684 | 2784.1923 | 0 | 11649.183 | 0 | 0 | 0 | 2080 | 14.7867 | 13.7112 | 5.43 | 5.43 | 8.213 | 8.23 | 8.23 | 9.0715 | 8.7036 | 6.9117 | 6.8667 | 0.22564 | 0.37278 | 3509 | 1008 | 0 | 0.92252 | 0 |  |  |  | 0.5 | 0.79638 | 2784.1923 | 0
2081 | 1969 | 14.9191 | 5.43 | 0 | 5.43 | 9.4934 | 0.22003 |  |  |  |  | 8.23 | 0 | 8.23 | 0 | 0 | 0 | 8.23 | 8.23 | 0.95987 | 7.8716 | -1.005 | 3525 | 1.0687 | 0 | 0.37278 | 1157 | 9.5 | -0.18984 | 1195 | 0 | 0 | 0.38416 | 8.926 | -9.6968e-05 | 6.8666 | 1008 | 13.0314 | 8.23 | 0.68984 | 0 | 377 | 11367.9224 | 322970.2789 | 2829.2196 | 0 | 11956.3435 | 0 | 0 | 0 | 2081 | 16.372 | 14.2903 | 5.43 | 5.43 | 9.4934 | 8.23 | 8.23 | 9.2987 | 8.926 | 7.8716 | 6.8666 | 0.22003 | 0.37278 | 3525 | 1008 | 0 | 0.68984 | 0 |  |  |  | 0.5 | 0.574 | 2829.2196 | 0
2082 | 1970 | 15.416 | 5.43 | 0 | 5.43 | 9.9654 | 0.24312 |  |  |  |  | 8.23 | 0 | 8.23 | 0 | 0 | 0 | 8.23 | 8.23 | 1.3729 | 9.2445 | -2.3779 | 3546 | 0.7237 | 0 | 0.37278 | 1157 | 9.5 | -0.51868 | 1195 | 0 | 0 | 0.40039 | 8.5809 | -1.9394e-06 | 6.8666 | 1008 | 13.3699 | 8.23 | 1.0187 | 0 | 395.5 | 11367.9224 | 338818.9531 | 2968.054 | 0 | 11479.6969 | 0 | 0 | 0 | 2082 | 16.5401 | 14.608 | 5.43 | 5.43 | 9.9654 | 8.23 | 8.23 | 8.9537 | 8.5809 | 9.2445 | 6.8666 | 0.24312 | 0.37278 | 3546 | 1008 | 0 | 1.0187 | 0 |  |  |  | 0.5 | 0.91908 | 2968.054 | 0
2083 | 1971 | 15.1861 | 5.43 | 0 | 5.43 | 9.7469 | 0.27649 |  |  |  |  | 8.23 | 0 | 8.23 | 0 | 0 | 0 | 8.23 | 8.23 | 1.1412 | 10.3857 | -3.5191 | 3562 | 0.57714 | 0 | 0.37278 | 1157 | 9.5 | -0.71027 | 1195 | 0 | 0 | 0.35538 | 8.4344 | -3.8787e-08 | 6.8666 | 1008 | 13.9594 | 8.23 | 1.2103 | 0 | 414 | 11367.9224 | 354667.6273 | 3106.8884 | 0 | 11277.2467 | 0 | 0 | 0 | 2083 | 16.1186 | 15.1755 | 5.43 | 5.43 | 9.7469 | 8.23 | 8.23 | 8.8071 | 8.4344 | 10.3857 | 6.8666 | 0.27649 | 0.37278 | 3562 | 1008 | 0 | 1.2103 | 0 |  |  |  | 0.5 | 1.0656 | 3106.8884 | 0
2084 | 1972 | 12.4707 | 5.43 | 0.026463 | 5.4035 | 7.1938 | 0.30464 |  |  |  |  | 8.23 | 0 | 8.23 | 0 | 0 | 0 | 8.23 | 8.23 | -1.2335 | 9.1521 | -2.2855 | 3545 | 0.65373 | 0 | 0.37278 | 1157 | 9.5 | -0.67378 | 1195 | 0 | 0 | 0.31528 | 8.5109 | -7.7574e-10 | 6.8666 | 1008 | 13.4213 | 8.23 | 1.1738 | 0 | 413.5 | 11367.9224 | 354239.2847 | 3103.1361 | 0 | 11383.0372 | 0 | 0 | 0 | 2084 | 13.4397 | 14.6495 | 5.43 | 5.4035 | 7.1938 | 8.23 | 8.23 | 8.8837 | 8.5109 | 9.1521 | 6.8666 | 0.30464 | 0.37278 | 3545 | 1008 | 0 | 1.1738 | 0 |  |  |  | 0.5 | 0.98906 | 3103.1361 | 0
2085 | 1973 | 19.2919 | 5.43 | 0 | 5.43 | 13.6475 | 0.27475 |  |  |  |  | 8.23 | 0 | 8.23 | 0 | 0 | 0 | 8.23 | 8.23 | 4.7313 | 13.8835 | -7.0168 | 3602 | 1.3625 | 0 | 0.37278 | 1157 | 9.5 | -0.039874 | 1195 | 0 | 0 | 0.24042 | 9.2197 | -1.5518e-11 | 6.8666 | 1008 | 14.4202 | 8.23 | 0.53987 | 0 | 433.5 | 11367.9224 | 371372.9865 | 3253.2274 | 0 | 12362.0321 | 0 | 0 | 0 | 2085 | 20.8948 | 15.7158 | 5.43 | 5.43 | 13.6475 | 8.23 | 8.23 | 9.5925 | 9.2197 | 13.8835 | 6.8666 | 0.27475 | 0.37278 | 3602 | 1008 | 0 | 0.53987 | 0 |  |  |  | 0.5 | 0.2803 | 3253.2274 | 0
2086 | 1974 | 13.3788 | 5.43 | 0 | 5.43 | 8.03 | 0.38181 |  |  |  |  | 8.23 | 0 | 8.23 | 0 | 0 | 0 | 8.23 | 8.23 | -0.53522 | 13.3482 | -6.4816 | 3596 | 0.74403 | 0 | 0.37278 | 1157 | 9.5 | -0.88348 | 1195 | 0 | 0 | 0.015266 | 8.6013 | -3.0813e-13 | 6.8666 | 1008 | 14.6729 | 8.23 | 1.3835 | 0 | 459 | 11367.9224 | 393218.4563 | 3444.5937 | 0 | 11507.7772 | 0 | 0 | 0 | 2086 | 14.1381 | 15.9618 | 5.43 | 5.43 | 8.03 | 8.23 | 8.23 | 8.974 | 8.6013 | 13.3482 | 6.8666 | 0.38181 | 0.37278 | 3596 | 1008 | 0 | 1.3835 | 0 |  |  |  | 0.5 | 0.89875 | 3444.5937 | 0
2087 | 1975 | 16.8734 | 5.43 | 0 | 5.43 | 11.3499 | 0.36994 |  |  |  |  | 8.23 | 0 | 8.23 | 0 | 0 | 0 | 8.23 | 8.23 | 2.53 | 15.8782 | -9.0116 | 3622 | 0.71117 | 0 | 0.37278 | 1157 | 9.5 | -0.93161 | 1195 | 0 | 0 | 0 | 8.5684 | 0 | 6.8666 | 1008 | 14.4648 | 8.23 | 1.4316 | 0 | 469 | 11367.9224 | 401785.3072 | 3519.6393 | 0 | 11462.3848 | 0 | 0 | 0 | 2087 | 17.5846 | 15.6306 | 5.43 | 5.43 | 11.3499 | 8.23 | 8.23 | 8.9412 | 8.5684 | 15.8782 | 6.8666 | 0.36994 | 0.37278 | 3622 | 1008 | 0 | 1.4316 | 0 |  |  |  | 0.5 | 0.93161 | 3519.6393 | 0
2088 | 1976 | 11.3449 | 5.43 | 0.082754 | 5.3472 | 6.1806 | 0.42417 |  |  |  |  | 8.23 | 0 | 8.23 | 0 | 0 | 0 | 8.23 | 8.23 | -2.2757 | 13.6025 | -6.7359 | 3599 | 0.63458 | 0 | 0.37278 | 1157 | 9.5 | -0.71232 | 1195 | 0 | 0 | 0.29588 | 8.4918 | 0 | 6.8666 | 1008 | 14.4316 | 8.23 | 1.2123 | 0 | 470.5 | 11367.9224 | 403070.3349 | 3530.8961 | 0 | 11356.591 | 0 | 0 | 0 | 2088 | 12.2754 | 15.5298 | 5.43 | 5.3472 | 6.1806 | 8.23 | 8.23 | 8.8646 | 8.4918 | 13.6025 | 6.8666 | 0.42417 | 0.37278 | 3599 | 1008 | 0 | 1.2123 | 0 |  |  |  | 0.5 | 1.0082 | 3530.8961 | 0
2089 | 1977 | 5.5419 | 5.43 | 0.37291 | 5.0571 | 0.95787 | 0.37571 |  |  |  |  | 8.23 | 0 | 8.23 | 0 | 0 | 0 | 8.23 | 8.23 | -7.036 | 6.5665 | 0.30011 | 3503 | 0.42927 | 0 | 0.37278 | 1157 | 9.5 | -0.74352 | 1195 | 0 | 0 | 0.47 | 8.2865 | 0 | 6.8666 | 1008 | 13.7994 | 8.23 | 1.2435 | 0 | 411 | 11367.9224 | 352097.572 | 3084.3747 | 0 | 11073.0051 | 0 | 0 | 0 | 2089 | 6.4411 | 14.8591 | 5.43 | 5.0571 | 0.95787 | 8.23 | 8.23 | 8.6593 | 8.2865 | 6.5665 | 6.8666 | 0.37571 | 0.37278 | 3503 | 1008 | 0 | 1.2435 | 0 |  |  |  | 0.5 | 1.2135 | 3084.3747 | 0
2090 | 1978 | 15.0377 | 5.43 | 0 | 5.43 | 9.606 | 0.21161 |  |  |  |  | 8.23 | 0 | 8.23 | 0 | 0 | 0 | 8.23 | 8.23 | 1.0712 | 7.6377 | -0.77113 | 3521 | 1.2406 | 0 | 0.37278 | 1157 | 9.5 | -0.01095 | 1195 | 0 | 0 | 0.39124 | 9.0978 | 0 | 6.8666 | 1008 | 13.9461 | 8.23 | 0.51095 | 0 | 372 | 11367.9224 | 318686.8535 | 2791.6968 | 0 | 12193.6573 | 0 | 0 | 0 | 2090 | 16.6695 | 15.0474 | 5.43 | 5.43 | 9.606 | 8.23 | 8.23 | 9.4706 | 9.0978 | 7.6377 | 6.8666 | 0.21161 | 0.37278 | 3521 | 1008 | 0 | 0.51095 | 0 |  |  |  | 0.5 | 0.4022 | 2791.6968 | 0
2091 | 1979 | 17.9628 | 5.43 | 0 | 5.43 | 12.3849 | 0.237 |  |  |  |  | 8.23 | 0 | 8.23 | 0 | 0 | 0 | 8.23 | 8.23 | 3.6044 | 11.2422 | -4.0353 | 3572 | 1.3313 | 0 | 0.37278 | 1157 | 9.5 | 0 | 1195 | 0 | 0 | 0.65864 | 8.8414 | 0.34025 | 7.2069 | 1014 | 14.2504 | 8.23 | 0.5 | 0 | 406.5 | 11367.9224 | 348242.4891 | 3050.6042 | 0 | 11839.4323 | 0 | 0 | 0 | 2091 | 19.9528 | 15.4055 | 5.43 | 5.43 | 12.3849 | 8.23 | 8.23 | 9.5613 | 8.8414 | 11.2422 | 7.2069 | 0.237 | 0.37278 | 3572 | 1014 | 0 | 0.5 | 0 |  |  |  | 0.5 | 0.65864 | 3050.6042 | 0
2092 | 1980 | 17.608 | 5.43 | 0 | 5.43 | 12.0478 | 0.32382 |  |  |  |  | 8.23 | 0 | 8.23 | 0 | 0 | 0 | 8.23 | 8.23 | 3.2144 | 14.4566 | -6.6955 | 3608 | 1.5617 | 0 | 0.38515 | 1157 | 9.5 | 0 | 1195 | 0 | 0 | 0.65904 | 8.841 | 0.55425 | 7.7611 | 1023 | 14.4696 | 8.23 | 0.5 | 0 | 450 | 11367.9224 | 385508.2905 | 3377.0526 | 0 | 11838.8868 | 0 | 0 | 0 | 2092 | 19.8287 | 15.7343 | 5.43 | 5.43 | 12.0478 | 8.23 | 8.23 | 9.7917 | 8.841 | 14.4566 | 7.7611 | 0.32382 | 0.38515 | 3608 | 1023 | 0 | 0.5 | 0 |  |  |  | 0.5 | 0.65904 | 3377.0526 | 0
2093 | 1981 | 8.8326 | 5.43 | 0.20837 | 5.2216 | 3.9196 | 0.39433 |  |  |  |  | 8.23 | 0 | 8.23 | 0 | 0 | 0 | 8.23 | 8.23 | -4.3284 | 10.1282 | -2.8505 | 3558 | 0.7497 | 0 | 0.40363 | 1157 | 9.5 | 0 | 1195 | 0 | 0 | 0.43066 | 9.0693 | -0.48341 | 7.2777 | 1015 | 13.8343 | 8.23 | 0.5 | 0 | 443 | 11367.9224 | 379511.4949 | 3324.5207 | 0 | 12154.344 | 0 | 0 | 0 | 2093 | 10.013 | 15.1238 | 5.43 | 5.2216 | 3.9196 | 8.23 | 8.23 | 8.9797 | 9.0693 | 10.1282 | 7.2777 | 0.39433 | 0.40363 | 3558 | 1015 | 0 | 0.5 | 0 |  |  |  | 0.5 | 0.43066 | 3324.5207 | 0
2094 | 1982 | 16.7978 | 5.43 | 0 | 5.43 | 11.2781 | 0.29733 |  |  |  |  | 8.23 | 0 | 8.23 | 0 | 0 | 0 | 8.23 | 8.23 | 2.5307 | 12.6589 | -5.7042 | 3589 | 1.046 | 0 | 0.38721 | 1157 | 9.5 | 0 | 1195 | 0 | 0 | 0.28164 | 9.2184 | -0.32299 | 6.9547 | 1010 | 14.267 | 8.23 | 0.5 | 0 | 433.5 | 11367.9224 | 371372.9865 | 3253.2274 | 0 | 12360.1826 | 0 | 0 | 0 | 2094 | 18.1254 | 15.5923 | 5.43 | 5.43 | 11.2781 | 8.23 | 8.23 | 9.276 | 9.2184 | 12.6589 | 6.9547 | 0.29733 | 0.38721 | 3589 | 1010 | 0 | 0.5 | 0 |  |  |  | 0.5 | 0.28164 | 3253.2274 | 0
2095 | 1983 | 24.5607 | 5.43 | 0 | 5.43 | 18.6528 | 0.35647 |  |  |  |  | 8.23 | 0 | 8.23 | 0 | 0 | 0 | 8.23 | 8.23 | 9.2611 | 21.9199 | -14.8394 | 3671 | 1.6077 | 0 | 0.3769 | 1157 | 9.5 | 0 | 1195 | 0 | 0 | 0.16757 | 9.3324 | 0.12582 | 7.0805 | 1012 | 14.7939 | 8.23 | 0.5 | 0 | 490 | 11367.9224 | 419775.6941 | 3677.2351 | 0 | 12517.7368 | 0 | 0 | 0 | 2095 | 26.336 | 16.1365 | 5.43 | 5.43 | 18.6528 | 8.23 | 8.23 | 9.8377 | 9.3324 | 21.9199 | 7.0805 | 0.35647 | 0.3769 | 3671 | 1012 | 0 | 0.5 | 0 |  |  |  | 0.5 | 0.16757 | 3677.2351 | 0
2096 | 1984 | 25.3489 | 5.43 | 0 | 5.43 | 19.4016 | 0.55034 |  |  |  |  | 8.23 | 0 | 8.23 | 0 | 7.5412 | 1.2 | 16.9712 | 9.1041 | 1.7296 | 23.6496 | -8.0106 | 3683 | 1.3993 | 0 | 0.38103 | 1157 | 9.5 | 0 | 1195 | 0 | 0 | 0.24357 | 9.2564 | 8.5585 | 15.639 | 1122 | 15.9909 | 9.1041 | 0.5 | 0 | 537 | 23442.0136 | 948657.2014 | 8310.2371 | 417 | 12412.764 | 390071.8964 | 3417.0298 | 0 | 2096 | 26.9918 | 17.4218 | 5.43 | 5.43 | 19.4016 | 16.9712 | 9.1041 | 18.3706 | 9.2564 | 23.6496 | 15.639 | 0.55034 | 0.38103 | 3683 | 1122 | 0 | 0.5 | 0 |  |  |  | 0.5 | 0.24357 | 8310.2371 | 3417.0298
2097 | 1985 | 21.4635 | 5.43 | 0 | 5.43 | 15.7105 | 0.58561 |  |  |  |  | 8.23 | 0 | 8.23 | 0 | 5.5445 | 1.2 | 14.9745 | 9.7786 | 0.13837 | 23.788 | -1.9502 | 3684 | 1.0223 | 0 | 0.63794 | 1157 | 9.5 | 0 | 1195 | 0 | 0 | 0.46643 | 9.0336 | 6.1988 | 21.8377 | 1177 | 16.4499 | 9.7786 | 0.5 | 0 | 543.5 | 20683.9714 | 847175.8852 | 7421.2608 | 499.5 | 12104.9287 | 455656.7808 | 3991.5534 | 0 | 2097 | 22.9522 | 17.9586 | 5.43 | 5.43 | 15.7105 | 14.9745 | 9.7786 | 15.9968 | 9.0336 | 23.788 | 21.8377 | 0.58561 | 0.63794 | 3684 | 1177 | 0 | 0.5 | 0 |  |  |  | 0.5 | 0.46643 | 7421.2608 | 3991.5534
2098 | 1986 | 22.5609 | 5.43 | 0 | 5.43 | 16.753 | 0.5886 |  |  |  |  | 8.23 | 0 | 8.23 | 0 | 5.9058 | 2.0166 | 16.1524 | 10.5708 | 0.01107 | 23.799 | 2.3831 | 3684 | 0.68969 | 0 | 0.84657 | 1157 | 10 | 0 | 1195 | 1.7965 | 0 | 0.23407 | 11.5624 | 4.3444 | 26.1822 | 1208 | 17.5715 | 10.5708 | 0 | 1.7965 | 544 | 22310.9724 | 914655.4091 | 8012.3814 | 542.5 | 15597.9825 | 637688.0518 | 5586.1473 | 0 | 2098 | 23.4847 | 19.0795 | 5.43 | 5.43 | 16.753 | 16.1524 | 10.5708 | 16.8421 | 11.5624 | 23.799 | 26.1822 | 0.5886 | 0.84657 | 3684 | 1208 | 0 | 0 | 1.7965 |  |  |  | 0 | 0 | 8012.3814 | 5586.1473
2099 | 1987 | 17.0122 | 5.43 | 0 | 5.43 | 11.4817 | 0.5886 |  |  |  |  | 8.23 | 0 | 8.23 | 0 | 1.014 | 1.6482 | 10.8922 | 10.837 | 0.00088558 | 23.7999 | 2.4569 | 3684 | 0.99671 | 0 | 0.97472 | 1157 | 10 | 0 | 1195 | 1.428 | 0 | 0.59007 | 10.838 | 0.074681 | 26.2569 | 1208 | 18.7185 | 10.837 | 0 | 1.428 | 544 | 15045.1297 | 616786.6227 | 5403.0508 | 558 | 14597.2912 | 613827.8365 | 5377.1318 | 0 | 2099 | 18.599 | 20.2953 | 5.43 | 5.43 | 11.4817 | 10.8922 | 10.837 | 11.8889 | 10.838 | 23.7999 | 26.2569 | 0.5886 | 0.97472 | 3684 | 1208 | 0 | 0 | 1.428 |  |  |  | 0 | 0 | 5403.0508 | 5377.1318
2100 | 1988 | 11.8532 | 5.43 | 0.05734 | 5.3727 | 6.6381 | 0.5886 |  |  |  |  | 8.23 | 0 | 8.23 | 0 | 0 | 0 | 8.23 | 10.837 | -2.0061 | 21.7938 | 3.1893 | 3670 | 0.8619 | 0 | 0.97472 | 1157 | 10 | 0 | 1195 | 0.066879 | 0 | 0.64996 | 9.4169 | -1.2737 | 24.9831 | 1200 | 18.4001 | 10.837 | 0 | 0.066879 | 537 | 11367.9224 | 460039.8933 | 4029.9495 | 554 | 12634.4357 | 527479.6655 | 4620.7219 | 0 | 2100 | 13.3651 | 19.9649 | 5.43 | 5.3727 | 6.6381 | 8.23 | 10.837 | 9.0919 | 9.4169 | 21.7938 | 24.9831 | 0.5886 | 0.97472 | 3670 | 1200 | 0 | 0 | 0.066879 |  |  |  | 0.5 | 0.083086 | 4029.9495 | 4620.7219
2101 | 1989 | 10.1909 | 5.43 | 0.14046 | 5.2895 | 5.142 | 0.54742 |  |  |  |  | 8.23 | 0 | 8.23 | 0 | 0 | 0 | 8.23 | 10.837 | -3.3446 | 18.4492 | 5.1101 | 3644 | 0.70476 | 0 | 0.9418 | 1157 | 10 | 0 | 1195 | 0 | 0 | 0.55419 | 9.4458 | -1.4238 | 23.5593 | 1190 | 17.6229 | 10.837 | 0 | 0 | 517 | 11367.9224 | 442906.1915 | 3879.8582 | 545 | 12674.3474 | 520549.7209 | 4560.0156 | 0 | 2101 | 11.4498 | 19.1146 | 5.43 | 5.2895 | 5.142 | 8.23 | 10.837 | 8.9348 | 9.4458 | 18.4492 | 23.5593 | 0.54742 | 0.9418 | 3644 | 1190 | 0 | 0 | 0 |  |  |  | 0.5 | 0.054191 | 3879.8582 | 4560.0156
2102 | 1990 | 9.3693 | 5.43 | 0.18153 | 5.2485 | 4.4026 | 0.47755 |  |  |  |  | 8.23 | 0 | 8.23 | 0 | 0 | 0 | 8.23 | 10.837 | -3.9606 | 14.4886 | 7.5763 | 3608 | 0.62373 | 0 | 0.90265 | 1157 | 10 | 0 | 1195 | 0 | 0 | 0.52401 | 9.476 | -1.4944 | 22.0649 | 1179 | 16.799 | 10.837 | 0 | 0 | 486 | 11367.9224 | 416348.9538 | 3647.2168 | 534.5 | 12716.0429 | 512200.269 | 4486.8744 | 0 | 2102 | 10.5171 | 18.1834 | 5.43 | 5.2485 | 4.4026 | 8.23 | 10.837 | 8.8537 | 9.476 | 14.4886 | 22.0649 | 0.47755 | 0.90265 | 3608 | 1179 | 0 | 0 | 0 |  |  |  | 0.5 | 0.024005 | 3647.2168 | 4486.8744
2103 | 1991 | 12.2599 | 5.43 | 0.037006 | 5.393 | 7.0041 | 0.39433 |  |  |  |  | 8.23 | 0 | 8.23 | 0 | 0 | 0 | 8.23 | 10.837 | -1.4906 | 12.998 | 7.8541 | 3593 | 0.95902 | 0 | 0.85537 | 1157 | 10 | 0 | 1195 | 0 | 0 | 0.42879 | 9.5712 | -1.2128 | 20.8521 | 1169 | 17.1417 | 10.837 | 0 | 0 | 460.5 | 11367.9224 | 394503.484 | 3455.8505 | 524 | 12847.5616 | 507331.8233 | 4444.2268 | 0 | 2103 | 13.6477 | 18.5469 | 5.43 | 5.393 | 7.0041 | 8.23 | 10.837 | 9.189 | 9.5712 | 12.998 | 20.8521 | 0.39433 | 0.85537 | 3593 | 1169 | 0 | 0 | 0 |  |  |  | 0.42879 | 0 | 3455.8505 | 4444.2268
2104 | 1992 | 11.0226 | 5.43 | 0.09887 | 5.3311 | 5.8905 | 0.36417 |  |  |  |  | 8.23 | 0 | 8.23 | 0 | 0 | 0 | 8.23 | 10.837 | -2.4874 | 10.5106 | 9.6795 | 3563 | 1.298 | 0 | 0.81137 | 1157 | 10 | 0 | 1195 | 0 | 0 | 0.60793 | 9.3921 | -0.66192 | 20.1902 | 1164 | 16.5642 | 10.837 | 0 | 0 | 438 | 11367.9224 | 375228.0694 | 3286.9979 | 516.5 | 12600.1211 | 490439.1744 | 4296.2472 | 0 | 2104 | 12.9285 | 18.0272 | 5.43 | 5.3311 | 5.8905 | 8.23 | 10.837 | 9.528 | 9.3921 | 10.5106 | 20.1902 | 0.36417 | 0.81137 | 3563 | 1164 | 0 | 0 | 0 |  |  |  | 0.5 | 0.10793 | 3286.9979 | 4296.2472
2105 | 1993 | 18.1917 | 5.43 | 0 | 5.43 | 12.6023 | 0.30656 |  |  |  |  | 8.23 | 0 | 8.23 | 0 | 0 | 0 | 8.23 | 10.837 | 3.7405 | 14.2512 | 6.5515 | 3606 | 1.9944 | 0 | 0.78937 | 1157 | 10 | 0 | 1195 | 0 | 0 | 1.19 | 8.81 | 0.61247 | 20.8027 | 1169 | 15.9273 | 10.837 | 0 | 0 | 444.5 | 11367.9224 | 380796.5225 | 3335.7775 | 516.5 | 11796.1483 | 459145.8459 | 4022.1176 | 0 | 2105 | 21.3761 | 17.5312 | 5.43 | 5.43 | 12.6023 | 8.23 | 10.837 | 10.2244 | 8.81 | 14.2512 | 20.8027 | 0.30656 | 0.78937 | 3606 | 1169 | 0 | 0 | 0 |  |  |  | 0.5 | 0.68998 | 3335.7775 | 4022.1176
2106 | 1994 | 10.7286 | 5.43 | 0.11357 | 5.3164 | 5.6259 | 0.39016 |  |  |  |  | 8.23 | 0 | 8.23 | 0 | 0 | 0 | 8.23 | 9.9629 | -2.7547 | 11.4965 | 7.8195 | 3576 | 0.65117 | 0 | 0.81137 | 1157 | 10 | 0 | 1195 | 0 | 0 | 0.41317 | 9.5868 | -1.4867 | 19.316 | 1156 | 14.4653 | 9.9629 | 0 | 0 | 451 | 11367.9224 | 386364.9756 | 3384.5572 | 512.5 | 12869.1383 | 497030.9664 | 4353.9913 | 0 | 2106 | 11.7929 | 16.0113 | 5.43 | 5.3164 | 5.6259 | 8.23 | 9.9629 | 8.8812 | 9.5868 | 11.4965 | 19.316 | 0.39016 | 0.81137 | 3576 | 1156 | 0 | 0 | 0 |  |  |  | 0.41317 | 0 | 3384.5572 | 4353.9913
2107 | 1995 | 20.1312 | 5.43 | 0 | 5.43 | 14.4448 | 0.33149 |  |  |  |  | 8.23 | 0 | 8.23 | 0 | 0 | 0 | 8.23 | 9.2885 | 5.4126 | 16.9091 | 2.4502 | 3631 | 1.4781 | 0 | 0.75511 | 1157 | 9.5 | 0 | 1195 | 0 | 0 | 0.59118 | 8.9088 | 0.043294 | 19.3593 | 1157 | 14.332 | 9.2885 | 0.5 | 0 | 463.5 | 11367.9224 | 397073.5392 | 3478.3642 | 506.5 | 11932.6139 | 455465.1441 | 3989.8747 | 0 | 2107 | 22.2005 | 15.9361 | 5.43 | 5.43 | 14.4448 | 8.23 | 9.2885 | 9.7081 | 8.9088 | 16.9091 | 19.3593 | 0.33149 | 0.75511 | 3631 | 1157 | 0 | 0.5 | 0 |  |  |  | 0.5 | 0.59118 | 3478.3642 | 3989.8747
2108 | 1996 | 14.6286 | 5.43 | 0 | 5.43 | 9.2173 | 0.44577 |  |  |  |  | 8.23 | 0 | 8.23 | 0 | 0 | 0 | 8.23 | 8.4962 | 0.49821 | 17.4073 | 0.46384 | 3635 | 0.57207 | 0 | 0.75927 | 1157 | 10 | 0 | 1195 | 0 | 0 | 0.43871 | 9.5613 | -1.4881 | 17.8711 | 1144 | 13.5388 | 8.4962 | 0 | 0 | 493 | 11367.9224 | 422345.7494 | 3699.7488 | 500.5 | 12833.8529 | 484062.2885 | 4240.3856 | 0 | 2108 | 15.6393 | 15.1516 | 5.43 | 5.43 | 9.2173 | 8.23 | 8.4962 | 8.8021 | 9.5613 | 17.4073 | 17.8711 | 0.44577 | 0.75927 | 3635 | 1144 | 0 | 0 | 0 |  |  |  | 0.43871 | 0 | 3699.7488 | 4240.3856
2109 | 1997 | 21.1259 | 5.43 | 0 | 5.43 | 15.3898 | 0.45538 |  |  |  |  | 8.23 | 0 | 8.23 | 0 | 0 | 0.31174 | 8.5417 | 8.2612 | 5.8813 | 23.2886 | -6.0699 | 3680 | 0.76582 | 0 | 0.70512 | 1157 | 9.5 | 0 | 1195 | 0 | 0 | 0.23181 | 9.2682 | -0.65244 | 17.2187 | 1138 | 13.9502 | 8.2612 | 0.5 | 0 | 517.5 | 11798.5169 | 460127.1742 | 4030.714 | 491 | 12429.0102 | 459894.4252 | 4028.6752 | 0 | 2109 | 22.1236 | 15.5041 | 5.43 | 5.43 | 15.3898 | 8.5417 | 8.2612 | 9.3076 | 9.2682 | 23.2886 | 17.2187 | 0.45538 | 0.70512 | 3680 | 1138 | 0 | 0.5 | 0 |  |  |  | 0.5 | 0.23181 | 4030.714 | 4028.6752
2110 | 1998 | 17.2816 | 5.43 | 0 | 5.43 | 11.7377 | 0.57662 |  |  |  |  | 8.23 | 0 | 8.23 | 0 | 1.2196 | 1.2 | 10.6496 | 8.5031 | 0.4705 | 23.7591 | -4.7853 | 3684 | 1.2065 | 0 | 0.68285 | 1157 | 9.5 | 0 | 1195 | 0 | 0 | 0.11757 | 9.3824 | 1.7551 | 18.9738 | 1154 | 14.493 | 8.5031 | 0.5 | 0 | 542 | 14710.1137 | 600835.2779 | 5263.317 | 496 | 12586.8085 | 470475.9326 | 4121.3692 | 0 | 2110 | 18.6057 | 16.0281 | 5.43 | 5.43 | 11.7377 | 10.6496 | 8.5031 | 11.8562 | 9.3824 | 23.7591 | 18.9738 | 0.57662 | 0.68285 | 3684 | 1154 | 0 | 0.5 | 0 |  |  |  | 0.5 | 0.11757 | 5263.317 | 4121.3692
2111 | 1999 | 16.6497 | 5.43 | 0 | 5.43 | 11.1374 | 0.5886 |  |  |  |  | 8.23 | 0 | 8.23 | 0 | 1.0779 | 1.2 | 10.5079 | 8.7309 | 0.03764 | 23.7967 | -3.4724 | 3684 | 0.64512 | 0 | 0.74677 | 1157 | 9.5 | 0 | 1195 | 0 | 0 | 0.47185 | 9.0281 | 1.3505 | 20.3243 | 1165 | 15.1389 | 8.7309 | 0.5 | 0 | 544 | 14514.3204 | 595025.687 | 5212.425 | 509.5 | 12097.4388 | 464491.4592 | 4068.9452 | 0 | 2111 | 17.7667 | 16.6598 | 5.43 | 5.43 | 11.1374 | 10.5079 | 8.7309 | 11.153 | 9.0281 | 23.7967 | 20.3243 | 0.5886 | 0.74677 | 3684 | 1165 | 0 | 0.5 | 0 |  |  |  | 0.5 | 0.47185 | 5212.425 | 4068.9452
2112 | 2000 | 11.1854 | 5.43 | 0.090732 | 5.3393 | 6.037 | 0.5886 |  |  |  |  | 8.23 | 0 | 8.23 | 0 | 0 | 0 | 8.23 | 8.7309 | -2.5591 | 21.2377 | -2.5574 | 3666 | 0.48366 | 0 | 0.79377 | 1157 | 10 | 0 | 1195 | 0 | 0 | 0.4025 | 9.5975 | -1.6441 | 18.6802 | 1151 | 15.3205 | 8.7309 | 0 | 0 | 535 | 11367.9224 | 458326.5232 | 4014.9403 | 508 | 12883.8789 | 493231.1042 | 4320.7045 | 0 | 2112 | 12.0715 | 16.8152 | 5.43 | 5.3393 | 6.037 | 8.23 | 8.7309 | 8.7137 | 9.5975 | 21.2377 | 18.6802 | 0.5886 | 0.79377 | 3666 | 1151 | 0 | 0 | 0 |  |  |  | 0.4025 | 0 | 4014.9403 | 4320.7045
2113 | 2001 | 11.0316 | 5.43 | 0.098422 | 5.3316 | 5.8986 | 0.53575 |  |  |  |  | 8.23 | 0 | 8.23 | 0 | 0 | 0 | 8.23 | 8.7309 | -2.6378 | 18.5999 | -0.84745 | 3645 | 0.56974 | 0 | 0.73428 | 1157 | 9.5 | 0 | 1195 | 0 | 0 | 0.48777 | 9.0122 | -0.92783 | 17.7524 | 1143 | 15.1977 | 8.7309 | 0.5 | 0 | 515.5 | 11367.9224 | 441621.1639 | 3868.6014 | 497 | 12075.4571 | 452272.3922 | 3961.9062 | 0 | 2113 | 12.0891 | 16.6594 | 5.43 | 5.3316 | 5.8986 | 8.23 | 8.7309 | 8.7997 | 9.0122 | 18.5999 | 17.7524 | 0.53575 | 0.73428 | 3645 | 1143 | 0 | 0.5 | 0 |  |  |  | 0.5 | 0.48777 | 3868.6014 | 3961.9062
2114 | 2002 | 6.2373 | 5.43 | 0.33813 | 5.0919 | 1.5838 | 0.48009 |  |  |  |  | 8.23 | 0 | 8.23 | 0 | 0 | 0 | 8.23 | 8.7309 | -6.5562 | 12.0437 | 4.5027 | 3582 | 0.35376 | 0 | 0.70096 | 1157 | 9.5 | 0 | 1195 | 0 | 0 | 0.38654 | 9.1135 | -1.206 | 16.5464 | 1131 | 14.7192 | 8.7309 | 0.5 | 0 | 473.5 | 11367.9224 | 405640.3901 | 3553.4098 | 487 | 12215.2779 | 448303.8005 | 3927.1413 | 0 | 2114 | 6.9776 | 16.0643 | 5.43 | 5.0919 | 1.5838 | 8.23 | 8.7309 | 8.5838 | 9.1135 | 12.0437 | 16.5464 | 0.48009 | 0.70096 | 3582 | 1131 | 0 | 0.5 | 0 |  |  |  | 0.5 | 0.38654 | 3553.4098 | 3927.1413
2115 | 2003 | 10.4312 | 5.43 | 0.12844 | 5.3016 | 5.3583 | 0.343 |  |  |  |  | 8.23 | 0 | 8.23 | 0 | 0 | 0 | 8.23 | 8.7309 | -2.9575 | 9.0861 | 6.506 | 3544 | 0.52396 | 0 | 0.6632 | 1157 | 9.5 | 0 | 1195 | 0 | 0 | 0.43557 | 9.0644 | -0.9542 | 15.5922 | 1122 | 13.9431 | 8.7309 | 0.5 | 0 | 423 | 11367.9224 | 362377.7931 | 3174.4295 | 476.5 | 12147.5563 | 436206.302 | 3821.1672 | 0 | 2115 | 11.3908 | 15.0658 | 5.43 | 5.3016 | 5.3583 | 8.23 | 8.7309 | 8.754 | 9.0644 | 9.0861 | 15.5922 | 0.343 | 0.6632 | 3544 | 1122 | 0 | 0.5 | 0 |  |  |  | 0.5 | 0.43557 | 3174.4295 | 3821.1672
2116 | 2004 | 9.3767 | 5.43 | 0.18117 | 5.2488 | 4.4092 | 0.27302 |  |  |  |  | 8.23 | 0 | 8.23 | 0 | 0 | 0 | 8.23 | 8.7309 | -3.7663 | 5.3198 | 9.5927 | 3477 | 0.72648 | 0 | 0.63794 | 1157 | 9.5 | 0 | 1195 | 0 | 0 | 0.48798 | 9.012 | -0.67962 | 14.9125 | 1114 | 13.8079 | 8.7309 | 0.5 | 0 | 370.5 | 11367.9224 | 317401.8259 | 2780.44 | 468 | 12075.169 | 425872.0902 | 3730.6395 | 0 | 2116 | 10.5911 | 14.9456 | 5.43 | 5.2488 | 4.4092 | 8.23 | 8.7309 | 8.9565 | 9.012 | 5.3198 | 14.9125 | 0.27302 | 0.63794 | 3477 | 1114 | 0 | 0.5 | 0 |  |  |  | 0.5 | 0.48798 | 2780.44 | 3730.6395
2117 | 2005 | 16.9931 | 5.43 | 0 | 5.43 | 11.4636 | 0.17969 |  |  |  |  | 8.23 | 0 | 8.23 | 0 | 0 | 0 | 8.23 | 8.7309 | 2.8096 | 8.1294 | 6.2167 | 3529 | 0.859 | 0 | 0.6171 | 1157 | 9.5 | 0 | 1195 | 0 | 0 | 0.45009 | 9.0499 | -0.56645 | 14.3461 | 1108 | 13.4941 | 8.7309 | 0.5 | 0 | 363 | 11367.9224 | 310976.6877 | 2724.1558 | 461 | 12127.4949 | 421320.0565 | 3690.7637 | 0 | 2117 | 18.3022 | 14.5558 | 5.43 | 5.43 | 11.4636 | 8.23 | 8.7309 | 9.089 | 9.0499 | 8.1294 | 14.3461 | 0.17969 | 0.6171 | 3529 | 1108 | 0 | 0.5 | 0 |  |  |  | 0.5 | 0.45009 | 2724.1558 | 3690.7637
2118 | 2006 | 13.1301 | 5.43 | 0 | 5.43 | 7.7938 | 0.24924 |  |  |  |  | 8.23 | 0 | 8.23 | 0 | 0 | 0 | 8.23 | 8.7309 | -0.63062 | 7.4988 | 6.2958 | 3519 | 0.859 | 0 | 0.60187 | 1157 | 9.5 | 0 | 1195 | 0 | 0 | 0.45009 | 9.0499 | -0.55152 | 13.7946 | 1102 | 13.3443 | 8.7309 | 0.5 | 0 | 384 | 11367.9224 | 328967.0746 | 2881.7516 | 455 | 12127.4949 | 415836.4983 | 3642.7277 | 0 | 2118 | 14.4392 | 14.4357 | 5.43 | 5.43 | 7.7938 | 8.23 | 8.7309 | 9.089 | 9.0499 | 7.4988 | 13.7946 | 0.24924 | 0.60187 | 3519 | 1102 | 0 | 0.5 | 0 |  |  |  | 0.5 | 0.45009 | 2881.7516 | 3642.7277
Total: |  |  |  | Total UB Shortage |  |  | Total Powell Evap | [18 empty] | Total Mead Evap | [5 empty] | Total Mead Flood Release | [7 empty] | % of yrs with LB shortage | % of yrs with LB Surplus | [8 empty] | -4.1883e-18
|  |  |  | 4.8677 |  |  | 50.1079 | [18 empty] | 71.268 | [5 empty] | 12.4643 | [7 empty] | 56.76% | 18.02%
Average: |  | Average UB Nat Flow |  | % of YRS w. UB shrtg |  |  | Average Powell EVAP | [10 empty] | Average Powell Release |  |  | Average Powell Storage |  | Average Powell Elevation | Average Side Canyon |  | Average Mead Evap | [5 empty] | Average Mead Flood Release |  | Average Mead Release |  | Average Mead Storage | Average Mead Elevation |  |  | Total LB Shortage | Total LB Surplus |  |  | Average GC Power Production | Average GC Energy Production (GWh/yr) |  |  | Average MD Power Production | Average Mead Energy Production (GWh/yr)
|  | 15.0036 |  | 33.33% |  |  | 0.45142 | [10 empty] | 9.4078 |  |  | 17.2546 |  | 3634 | 0.86129 |  | 0.64205 | [5 empty] | 0.11229 | 0.45202 | 9.6455 |  | 15.439 | 1120 |  |  | 38.2772 | 49.0993 |  |  | 482777.9596 | 4229.1349 |  |  | 361504.8602 | 3166.7826
[34 empty] | Lower Basin: |  |  | 10 Year GC Flow
[34 empty] | % of years with surplus |  |  | MIN: | 8.23
[34 empty] | 31.5315 |  |  | AVG: | 9.4939
[34 empty] | % of years at 9.5 |  |  | MAX: | 13.1056
[25 empty] | -6.4596e-05 | [8 empty] | 0.9009
[25 empty] | 0.037674 | [8 empty] | % of years at 9.1
[25 empty] | 0.036624 | [8 empty] | 0
[25 empty] | 0.035704 | [8 empty] | % of years at 9.0
|  | nat flow | ub demand | in storage | Pow. Rel |  | ub short | [17 empty] | 0.038732 | [8 empty] | 0
|  | 8.23 | 5 | 5 | 8.23 |  | 0 | [17 empty] | 0.03531 | [8 empty] | % of years at 8.9
[25 empty] | 0.03531 | [8 empty] | 0
[25 empty] | 0.03531 | [8 empty] | % of years less than 8.9 maf
[25 empty] | 0.03847 | [8 empty] | 18.018
[25 empty] | 0.035441 | [8 empty] | 50.4505 | % total
0.035442
0.035573
0.084886
0.081181
0.080373
0.079565
0.081654
0.077949
0.076333
Note on D4: Niklas: this eq. goes in cell D5 after validation. Drag E8 to E7 & E6 as well
Note on E3: Gradual increase to 6.0 maf by CY2060
Note on H3: James L. Powell: Looks up from Powell evap
Note on V3: James Powell: MUST BE LIVE STORAGE
Note on AC3: Niklas: Includes 1 maf for evap and channel losses below Lake Mead. Downstream intervening inflows are subtracted off prelim release to get final mead release

## BSA2
[8 empty] | Prelim Powell Calculations | [6 empty] | Final Powell Calculations | [26 empty] | GC Hydropower Production |  |  |  | MEAD Hydropower Production | [17 empty] | RESULTS FOR ISM
|  | UPPER BASIN | UPPER BASIN | UPPER BASIN | UPPER BASIN | INFLOW TO | POWELL | ABOVE 602(a) | 602(a)-35753 | 3575-3525 | < 3525 | MIN | SUPPLEMENTAL | PRE POWELL | PROTECT | EQ REL | FLOOD | FINAL POWL | 10 YEAR | CHANGE IN | POWELL | MEAD - | POWELL | L.F. - HVR | I.C.S. | MEAD | LEVEL 1 | PRELIM MEAD | MIN POOL | 70R | 70R | FLOOD | HVR - IMP | FINAL MEAD | CHANGE IN | MEAD | MEAD | 10 YR AVG | 10 YR AVG | LB | LB | Avg Head, ft | Avg Power | Avg Power | Generation | Avg Head, ft | Avg Power | Avg Power | Generation | H2O Bal. |  | Natural | 10 YEAR | UB | UB | INFLOW | GC | 10 YEAR | INFLOW | MEAD | POWELL | MEAD | POWELL | MEAD | POWELL | MEAD | UB | LB | LB | <1075 | <1050 | <1025 | MEAD | MEAD | GC Gen | MEAD GEN
FCY | CY | NAT FLOW | DEMAND | SHORTAGE | USE | POWELL | EVAP | Powl Rel | Powl Rel | Powl Rel | Powl Rel | RELEASE | REL FOR 82.3/10 | RELEASE | POWELL POOL | for NA | RELEASE | RELEASE | AVG GC REL | STORAGE | STORAGE | POWELL | ELEVATION | INTVN IN | Stored IN Mead | EVAP | SHRTG ELEV | RELEASE | PROTECT | Elevation | Release | RELEASE | INTVN IN | RELEASE | STORAGE | STORAGE | POOL | UB NAT FLOW | GC REL | SHORT | SURPLUS | (ft) | Release (cfs) | Prod (kW) | (GWh) | (ft) | Release (cfs) | Prod (kW) | (GWh) | CHECK | FCY | FLOW | Natural | DEMAND | USE | TO LP | RELEASE | GC REL | zTO MEAD | RELEASE | STORAGE | STORAGE | EVAP | EVAP | ELEVATION | ELEVATION | Shortage | SHORT | SURPLUS | T/F | T/F | T/F | LVL 1 SHT | LVL 2 SHT | (GWh/yr) | (GWh/yr)
2007 | [7 empty] | 0 | [12 empty] | 13.1742 |  | 3595 | [12 empty] | 14.8175 | 1114 | [23 empty] | 13.1742 | 14.8175
2008 | 1896 | 10.4362 | 4.65 | 0.12819 | 4.5218 | 6.1427 | 0.36802 | 8.23 | 8.23 | 7.48 | 7 |  |  | 7.48 | 0 |  | 0 | 7.48 |  | -1.5689 | 11.6054 | 1.4206 | 3577 | 0.859 | -6.4596e-05 | 0.6171 |  | 10 | 0 | 1195 | 0 | 0 | 0.45009 | 9.5499 | -1.7915 | 13.026 | 1094 |  |  | 0 | 0 | 446 | 10331.9635 | 347262.4538 | 3042.0191 | 454 | 12818.1341 | 438551.6746 | 3841.7127 | -5.5511e-16 | 2008 | 11.7453 |  | 4.65 | 4.5218 | 6.1427 | 7.48 | 0 | 8.3389 | 9.5499 | 11.6054 | 13.026 | 0.36802 | 0.6171 | 3577 | 1094 | 0 | 0 | 0 | 0 | 0 | 0 |  |  | 3042.0191 | 3841.7127
2009 | 1897 | 18.1932 | 4.665 | 0 | 4.665 | 13.3687 | 0.3334 | 8.23 | 8.23 | 7.48 | 9.5 |  |  | 8.23 | 0 |  | 0 | 8.23 |  | 4.4209 | 16.0262 | -3.9681 | 3623 | 0.859 | 0.04 | 0.56666 |  | 10 | 0 | 1195 | 0 | 0 | 0.45009 | 9.5499 | -0.96782 | 12.0582 | 1082 |  |  | 0 | 0 | 460 | 11367.9224 | 394075.1414 | 3452.0982 | 438 | 12818.1341 | 423096.109 | 3706.3219 | -4.4756e-15 | 2009 | 19.5023 |  | 4.665 | 4.665 | 13.3687 | 8.23 | 0 | 9.129 | 9.5499 | 16.0262 | 12.0582 | 0.3334 | 0.56666 | 3623 | 1082 | 0 | 0 | 0 | 0 | 0 | 0 |  |  | 3452.0982 | 3706.3219
2010 | 1898 | 13.8796 | 4.68 | 0 | 4.68 | 9.2558 | 0.42657 | 8.23 | 9 | 7.48 | 9.5 |  |  | 9 | 0 |  | 0 | 9 |  | -0.15712 | 15.8691 | -3.997 | 3621 | 0.859 | 0.04 | 0.53898 |  | 10 | 0 | 1195 | 0 | 0 | 0.45009 | 9.5499 | -0.18609 | 11.8721 | 1080 |  |  | 0 | 0 | 482 | 12431.5068 | 451555.2759 | 3955.6242 | 431 | 12818.1341 | 416334.2991 | 3647.0885 | -9.2287e-16 | 2010 | 15.1887 |  | 4.68 | 4.68 | 9.2558 | 9 | 0 | 9.899 | 9.5499 | 15.8691 | 11.8721 | 0.42657 | 0.53898 | 3621 | 1080 | 0 | 0 | 0 | 0 | 0 | 0 |  |  | 3955.6242 | 3647.0885
2011 | 1899 | 15.9482 | 4.695 | 0 | 4.695 | 11.206 | 0.42177 | 8.3982 | 9 | 7.48 | 9.5 |  |  | 8.3982 | 0 |  | 0 | 8.3982 |  | 2.1951 | 18.0642 | -6.9636 | 3641 | 0.859 | 0.04 | 0.53454 |  | 10 | 0 | 1195 | 0 | 0 | 0.45009 | 9.5499 | -0.77147 | 11.1006 | 1071 |  |  | 0 | 0 | 491 | 11600.2912 | 429230.4201 | 3760.0585 | 425.5 | 12818.1341 | 411021.4484 | 3600.5479 | -9.2287e-16 | 2011 | 17.2573 |  | 4.695 | 4.695 | 11.206 | 8.3982 | 0 | 9.2972 | 9.5499 | 18.0642 | 11.1006 | 0.42177 | 0.53454 | 3641 | 1071 | 0 | 0 | 0 | 1 | 0 | 0 |  |  | 3760.0585 | 3600.5479
2012 | 1900 | 13.2898 | 4.71 | 0 | 4.71 | 8.6655 | 0.46992 | 8.23 | 9 | 7.48 | 9.5 |  |  | 9 | 0 |  | 0 | 9 |  | -0.74003 | 17.3242 | -5.993 | 3635 | 0.859 | 0.04 | 0.51375 |  | 9.6 | 0 | 1195 | 0 | 0 | 0.45009 | 9.1499 | 0.23064 | 11.3312 | 1074 |  |  | 0.4 | 0 | 498 | 12431.5068 | 466544.6626 | 4086.9312 | 422.5 | 12265.6227 | 390531.819 | 3421.0587 | -2.6992e-15 | 2012 | 14.5989 |  | 4.71 | 4.71 | 8.6655 | 9 | 0 | 9.899 | 9.1499 | 17.3242 | 11.3312 | 0.46992 | 0.51375 | 3635 | 1074 | 0 | 0.4 | 0 | 1 | 0 | 0 |  |  | 4086.9312 | 3421.0587
2013 | 1901 | 13.6455 | 4.725 | 0 | 4.725 | 8.9884 | 0.45538 | 8.23 | 9 | 7.48 | 9.5 |  |  | 9 | 0 |  | 0 | 9 |  | -0.42961 | 16.8946 | -5.3395 | 3631 | 0.859 | 0.04 | 0.52068 |  | 9.6 | 0 | 1195 | 0 | 0 | 0.45009 | 9.1499 | 0.22384 | 11.5551 | 1076 |  |  | 0.4 | 0 | 493 | 12431.5068 | 461860.4793 | 4045.8978 | 425 | 12265.6227 | 392842.6581 | 3441.3017 | 8.5348e-16 | 2013 | 14.9546 |  | 4.725 | 4.725 | 8.9884 | 9 | 0 | 9.899 | 9.1499 | 16.8946 | 11.5551 | 0.45538 | 0.52068 | 3631 | 1076 | 0 | 0.4 | 0 | 0 | 0 | 0 |  |  | 4045.8978 | 3441.3017
2014 | 1902 | 9.4369 | 4.74 | 0.17815 | 4.5618 | 5.1534 | 0.44577 | 8.23 | 9 | 7.48 | 9.5 |  |  | 9 | 0 |  | 0 | 9 |  | -3.949 | 12.9456 | -1.5632 | 3592 | 0.859 | 0.04 | 0.5253 |  | 10 | 0 | 1195 | 0 | 0 | 0.45009 | 9.5499 | -0.17268 | 11.3824 | 1074 |  |  | 0 | 0 | 471.5 | 12431.5068 | 441718.4908 | 3869.454 | 425 | 12818.1341 | 410538.4619 | 3596.3169 | 2.6298e-15 | 2014 | 10.746 |  | 4.74 | 4.5618 | 5.1534 | 9 | 0 | 9.899 | 9.5499 | 12.9456 | 11.3824 | 0.44577 | 0.5253 | 3592 | 1074 | 0 | 0 | 0 | 1 | 0 | 0 |  |  | 3869.454 | 3596.3169
2015 | 1903 | 14.8762 | 4.755 | 0 | 4.755 | 10.1276 | 0.36224 | 8.23 | 9 | 7.48 | 9.5 |  |  | 9 | 0 |  | 0 | 9 |  | 0.70413 | 13.6497 | -2.0435 | 3600 | 0.859 | 0.04 | 0.52068 |  | 9.6 | 0 | 1195 | 0 | 0 | 0.45009 | 9.1499 | 0.22384 | 11.6062 | 1077 |  |  | 0.4 | 0 | 456 | 12431.5068 | 427197.5224 | 3742.2503 | 425.5 | 12265.6227 | 393304.826 | 3445.3503 | 2.6298e-15 | 2015 | 16.1853 |  | 4.755 | 4.755 | 10.1276 | 9 | 0 | 9.899 | 9.1499 | 13.6497 | 11.6062 | 0.36224 | 0.52068 | 3600 | 1077 | 0 | 0.4 | 0 | 0 | 0 | 0 |  |  | 3742.2503 | 3445.3503
2016 | 1904 | 15.7181 | 4.77 | 0 | 4.77 | 10.9124 | 0.37764 | 8.23 | 9 | 7.48 | 9.5 |  |  | 9 | 0 |  | 0 | 9 |  | 1.412 | 15.0617 | -3.6304 | 3614 | 0.859 | 0.04 | 0.52761 |  | 10 | 0 | 1195 | 0 | 0 | 0.45009 | 9.5499 | -0.17495 | 11.4313 | 1075 |  |  | 0 | 0 | 467 | 12431.5068 | 437502.7258 | 3832.5239 | 426 | 12818.1341 | 411504.4348 | 3604.7788 | -9.2287e-16 | 2016 | 17.0272 |  | 4.77 | 4.77 | 10.9124 | 9 | 0 | 9.899 | 9.5499 | 15.0617 | 11.4313 | 0.37764 | 0.52761 | 3614 | 1075 | 0 | 0 | 0 | 0 | 0 | 0 |  |  | 3832.5239 | 3604.7788
2017 | 1905 | 16.1019 | 4.785 | 0 | 4.785 | 11.262 | 0.40685 | 8.23 | 9 | 7.48 | 9.5 |  |  | 9 | 0 |  | 0 | 9 | 8.7108 | 1.7068 | 16.7685 | -5.5076 | 3630 | 0.859 | 0.04 | 0.52299 |  | 10 | 0 | 1195 | 0 | 0 | 0.45009 | 9.5499 | -0.17042 | 11.2609 | 1073 | 14.1526 | 8.7108 | 0 | 0 | 482 | 12431.5068 | 451555.2759 | 3955.6242 | 424 | 12818.1341 | 409572.4891 | 3587.855 | -2.6992e-15 | 2017 | 17.411 | 15.4617 | 4.785 | 4.785 | 11.262 | 9 | 8.7108 | 9.899 | 9.5499 | 16.7685 | 11.2609 | 0.40685 | 0.52299 | 3630 | 1073 | 0 | 0 | 0 | 1 | 0 | 0 |  |  | 3955.6242 | 3587.855
2018 | 1906 | 18.2998 | 4.8 | 0 | 4.8 | 13.335 | 0.44337 | 10.0464 | 9 | 7.48 | 9.5 |  |  | 10.0464 | 0 |  | 0 | 10.0464 | 8.9675 | 2.6176 | 19.3861 | -7.1248 | 3652 | 0.58069 | 0.04 | 0.51837 |  | 9.6 | 0 | 1195 | 0 | 0 | 0.47218 | 9.1278 | 1.0005 | 12.2614 | 1085 | 14.9389 | 8.9675 | 0.4 | 0 | 501 | 13876.8619 | 523924.9761 | 4589.5828 | 429 | 12235.1147 | 395553.6959 | 3465.0504 | 4.4062e-15 | 2018 | 19.3527 | 16.2224 | 4.8 | 4.8 | 13.335 | 10.0464 | 8.9675 | 10.6671 | 9.1278 | 19.3861 | 12.2614 | 0.44337 | 0.51837 | 3652 | 1085 | 0 | 0.4 | 0 | 0 | 0 | 0 |  |  | 4589.5828 | 3465.0504
2019 | 1907 | 21.3336 | 4.815 | 0 | 4.815 | 16.2021 | 0.49789 | 15.4766 | 9 | 7.48 | 9.5 |  |  | 15.4766 | 0 |  | 0 | 15.4766 | 9.6921 | 0.20941 | 19.5956 | -0.74791 | 3653 | 1.0405 | 0.04 | 0.54563 |  | 10 | 0 | 1195 | 0 | 0 | 0.70927 | 9.2907 | 6.5863 | 18.8476 | 1152 | 15.253 | 9.6921 | 0 | 0 | 512.5 | 21377.4651 | 825638.9725 | 7232.5974 | 468.5 | 12460.1466 | 439919.1397 | 3853.6917 | -6.2519e-15 | 2019 | 23.0833 | 16.5805 | 4.815 | 4.815 | 16.2021 | 15.4766 | 9.6921 | 16.5571 | 9.2907 | 19.5956 | 18.8476 | 0.49789 | 0.54563 | 3653 | 1152 | 0 | 0 | 0 | 0 | 0 | 0 |  |  | 7232.5974 | 3853.6917
2020 | 1908 | 11.829 | 4.83 | 0.05855 | 4.7715 | 7.2163 | 0.50043 | 8.23 | 8.23 | 7.48 | 8.1991 |  |  | 8.23 | 0 |  | 0 | 8.23 | 9.6151 | -1.393 | 18.2025 | -0.045173 | 3642 | 0.94291 | 0.08 | 0.73844 |  | 10 | 0 | 1195 | 0 | 0 | 0.78117 | 9.2188 | -0.69028 | 18.1574 | 1146 | 15.0479 | 9.6151 | 0 | 0 | 507.5 | 11367.9224 | 434767.6832 | 3808.5649 | 499 | 12360.8263 | 464823.5879 | 4071.8546 | -1.8457e-15 | 2020 | 13.5531 | 16.417 | 4.83 | 4.7715 | 7.2163 | 8.23 | 9.6151 | 9.2529 | 9.2188 | 18.2025 | 18.1574 | 0.50043 | 0.73844 | 3642 | 1146 | 0 | 0 | 0 | 0 | 0 | 0 |  |  | 3808.5649 | 4071.8546
2021 | 1909 | 21.9435 | 4.845 | 0 | 4.845 | 16.7515 | 0.47246 | 13.5204 | 8.23 | 7.48 | 9.5 |  |  | 13.5204 | 0 |  | 0 | 13.5204 | 10.1273 | 2.538 | 20.7406 | 2.1019 | 3662 | 0.90538 | 0.08 | 0.71345 |  | 10 | 0 | 1195 | 0 | 0 | 0.98839 | 9.0116 | 4.6851 | 22.8424 | 1184 | 15.6475 | 10.1273 | 0 | 0 | 512 | 18675.3916 | 720575.9908 | 6312.2457 | 515 | 12074.5917 | 468618.8927 | 4105.1015 | 1.707e-15 | 2021 | 23.8373 | 17.075 | 4.845 | 4.845 | 16.7515 | 13.5204 | 10.1273 | 14.5057 | 9.0116 | 20.7406 | 22.8424 | 0.47246 | 0.71345 | 3662 | 1184 | 0 | 0 | 0 | 0 | 0 | 0 |  |  | 6312.2457 | 4105.1015
2022 | 1910 | 14.8056 | 4.86 | 0 | 4.86 | 9.9555 | 0.52407 | 9.0759 | 8.23 | 7.48 | 8.3053 |  |  | 9.0759 | 0 |  | 0 | 9.0759 | 10.1349 | 0.3271 | 21.0677 | 1.5737 | 3665 | 1.1453 | 0.08 | 0.87692 |  | 10.4 | 0 | 1195 | 0 | 0 | 0.7706 | 9.6294 | -0.20103 | 22.6414 | 1183 | 15.799 | 10.1349 | 0 | 0.4 | 523.5 | 12536.2898 | 494567.7798 | 4332.4138 | 533.5 | 12927.9423 | 519761.2962 | 4553.109 | -1.8457e-15 | 2022 | 16.7215 | 17.2872 | 4.86 | 4.86 | 9.9555 | 9.0759 | 10.1349 | 10.3012 | 9.6294 | 21.0677 | 22.6414 | 0.52407 | 0.87692 | 3665 | 1183 | 0 | 0 | 0.4 | 0 | 0 | 0 |  |  | 4332.4138 | 4553.109
2023 | 1911 | 15.1958 | 4.875 | 0 | 4.875 | 10.3112 | 0.53283 | 8.954 | 8.23 | 7.48 | 8.834 |  |  | 8.954 | 0 |  | 0 | 8.954 | 10.1303 | 0.75843 | 21.8261 | 0.31609 | 3670 | 1.2093 | 0.08 | 0.87264 |  | 10 | 0 | 1195 | 0 | 0 | 0.11998 | 9.88 | -0.49922 | 22.1422 | 1179 | 15.9541 | 10.1303 | 0 | 0 | 527.5 | 12367.9415 | 491654.4741 | 4306.8932 | 531 | 13274.1194 | 531178.3324 | 4653.1222 | 1.707e-15 | 2023 | 16.525 | 17.4443 | 4.875 | 4.875 | 10.3112 | 8.954 | 10.1303 | 10.2433 | 9.88 | 21.8261 | 22.1422 | 0.53283 | 0.87264 | 3670 | 1179 | 0 | 0 | 0 | 0 | 0 | 0 |  |  | 4306.8932 | 4653.1222
2024 | 1912 | 19.1713 | 4.89 | 0 | 4.89 | 14.073 | 0.54742 | 11.7747 | 8.23 | 7.48 | 9.5 |  |  | 11.7747 | 0 |  | 0 | 11.7747 | 10.4078 | 1.6108 | 23.4368 | 0.69491 | 3681 | 0.7331 | 0.08 | 0.85537 |  | 10 | 0 | 1195 | 0 | 0 | 0.29772 | 9.7023 | 1.9896 | 24.1318 | 1194 | 16.9275 | 10.4078 | 0 | 0 | 535.5 | 16264.1638 | 656343.7022 | 5749.5708 | 536.5 | 13028.6011 | 526753.7321 | 4614.3627 | 3.4833e-15 | 2024 | 20.2022 | 18.3899 | 4.89 | 4.89 | 14.073 | 11.7747 | 10.4078 | 12.5878 | 9.7023 | 23.4368 | 24.1318 | 0.54742 | 0.85537 | 3681 | 1194 | 0 | 0 | 0 | 0 | 0 | 0 |  |  | 5749.5708 | 4614.3627
2025 | 1913 | 14.5399 | 4.905 | 0 | 4.905 | 9.658 | 0.57961 | 9.3908 | 8.23 | 7.48 | 9.1041 |  |  | 9.3908 | 0 |  | 0 | 9.3908 | 10.4469 | -0.28742 | 23.1494 | 0.55709 | 3679 | 0.72685 | 0.08 | 0.91831 |  | 10 | 0 | 1195 | 0 | 0 | 0.2867 | 9.7133 | -0.42524 | 23.7065 | 1191 | 16.8939 | 10.4469 | 0 | 0 | 540 | 12971.3685 | 527861.1111 | 4624.0633 | 542.5 | 13043.8273 | 533267.2243 | 4671.4209 | 0 | 2025 | 15.5534 | 18.3267 | 4.905 | 4.905 | 9.658 | 9.3908 | 10.4469 | 10.1977 | 9.7133 | 23.1494 | 23.7065 | 0.57961 | 0.91831 | 3679 | 1191 | 0 | 0 | 0 | 0 | 0 | 0 |  |  | 4624.0633 | 4671.4209
2026 | 1914 | 21.1653 | 4.92 | 0 | 4.92 | 15.9372 | 0.5737 | 12.5429 | 8.23 | 7.48 | 9.5 |  |  | 12.5429 | 0 |  | 2.17 | 14.7129 | 11.0182 | 0.59853 | 23.748 | 2.755 | 3684 | 0.88882 | 0.08 | 0.90657 |  | 10 | 0 | 1195 | 2.0807 | 0.18264 | 0.34166 | 11.9217 | 2.7964 | 26.5029 | 1210 | 17.4386 | 11.0182 | 0 | 2.2633 | 541.5 | 20322.6308 | 829313.0444 | 7264.7823 | 550.5 | 16094.2161 | 667678.2982 | 5848.8619 | 5.2597e-15 | 2026 | 22.3957 | 18.8635 | 4.92 | 4.92 | 15.9372 | 14.7129 | 11.0182 | 15.6817 | 11.9217 | 23.748 | 26.5029 | 0.5737 | 0.90657 | 3684 | 1210 | 0 | 0 | 2.2633 | 0 | 0 | 0 |  |  | 7264.7823 | 5848.8619
2027 | 1915 | 14.2037 | 4.935 | 0 | 4.935 | 9.3087 | 0.5886 |  |  |  |  | 8.23 | 0 | 8.23 | 0 | 0 | 0.43805 | 8.6681 | 10.985 | 0.047882 | 23.7958 | 1.0636 | 3684 | 0.84184 | 0 | 0.98295 | 1103 | 10 | 0 | 1195 | 0.39479 | 0 | 0.19087 | 10.2039 | -1.6434 | 24.8595 | 1199 | 17.2488 | 10.985 | 0 | 0.39479 | 544 | 11972.9925 | 490842.0044 | 4299.776 | 554.5 | 13721.5077 | 573381.2594 | 5022.8198 | 0 | 2027 | 15.2364 | 18.6461 | 4.935 | 4.935 | 9.3087 | 8.6681 | 10.985 | 9.5099 | 10.2039 | 23.7958 | 24.8595 | 0.5886 | 0.98295 | 3684 | 1199 | 0 | 0 | 0.39479 |  |  |  | 0 | 0 | 4299.776 | 5022.8198
2028 | 1916 | 19.2773 | 4.95 | 0 | 4.95 | 14.1136 | 0.5886 |  |  |  |  | 8.23 | 0 | 8.23 | 0 | 2.7962 | 2.4946 | 13.5208 | 11.3324 | 0.0038306 | 23.7997 | 2.6479 | 3684 | 1.3467 | 0 | 0.93789 | 1104 | 10 | 0 | 1195 | 2.2744 | 0.8278 | 0.7931 | 12.3091 | 1.5881 | 26.4476 | 1210 | 17.3465 | 11.3324 | 0 | 3.1022 | 544 | 18675.9984 | 765636.8643 | 6706.9789 | 554.5 | 16629.3802 | 694892.6559 | 6087.2597 | 0 | 2028 | 21.4171 | 18.8525 | 4.95 | 4.95 | 14.1136 | 13.5208 | 11.3324 | 14.8675 | 12.3091 | 23.7997 | 26.4476 | 0.5886 | 0.93789 | 3684 | 1210 | 0 | 0 | 3.1022 |  |  |  | 0 | 0 | 6706.9789 | 6087.2597
2029 | 1917 | 23.9608 | 4.965 | 0 | 4.965 | 18.5479 | 0.5886 |  |  |  |  | 8.23 | 0 | 8.23 | 0 | 4.4756 | 5.2534 | 17.959 | 11.5807 | 0.00030645 | 23.8 | 2.6794 | 3684 | 0.88318 | 0 | 0.98295 | 1106 | 10 | 0 | 1195 | 5.0333 | 3.2964 | 0.5029 | 17.8268 | 0.031762 | 26.4794 | 1210 | 17.6092 | 11.5807 | 0 | 8.3297 | 544 | 24806.3443 | 1016955.0949 | 8908.5266 | 560 | 24250.8188 | 1023421.5142 | 8965.1725 | 0 | 2029 | 25.3468 | 19.0789 | 4.965 | 4.965 | 18.5479 | 17.959 | 11.5807 | 18.8422 | 17.8268 | 23.8 | 26.4794 | 0.5886 | 0.98295 | 3684 | 1210 | 0 | 0 | 8.3297 |  |  |  | 0 | 0 | 8908.5266 | 8965.1725
2030 | 1918 | 15.8244 | 4.98 | 0 | 4.98 | 10.8033 | 0.5886 |  |  |  |  | 8.23 | 0 | 8.23 | 0 | 0.60185 | 1.3829 | 10.2147 | 11.7791 | 2.4516e-05 | 23.8 | 2.068 | 3684 | 0.85461 | 0 | 0.98295 | 1107 | 10 | 0 | 1195 | 1.1627 | 0 | 0.45253 | 10.7102 | -0.61135 | 25.868 | 1206 | 18.0087 | 11.7791 | 0 | 1.1627 | 544 | 14109.3458 | 578423.4416 | 5066.9893 | 558 | 14420.8012 | 606406.2902 | 5312.1191 | 0 | 2030 | 17.1315 | 19.4367 | 4.98 | 4.98 | 10.8033 | 10.2147 | 11.7791 | 11.0693 | 10.7102 | 23.8 | 25.868 | 0.5886 | 0.98295 | 3684 | 1206 | 0 | 0 | 1.1627 |  |  |  | 0 | 0 | 5066.9893 | 5312.1191
2031 | 1919 | 13.012 | 4.995 | 0 | 4.995 | 8.1166 | 0.5886 |  |  |  |  | 8.23 | 0 | 8.23 | 0 | 0 | 0 | 8.23 | 11.2501 | -0.64584 | 23.1542 | 2.0181 | 3680 | 1.2473 | 0 | 0.96649 | 1108 | 10 | 0 | 1195 | 0.069261 | 0 | 0.84849 | 9.2208 | -0.69577 | 25.1722 | 1201 | 17.1156 | 11.2501 | 0 | 0.069261 | 542 | 11367.9224 | 464323.3188 | 4067.4723 | 553.5 | 12363.5091 | 515702.797 | 4517.5565 | 0 | 2031 | 15.1078 | 18.5638 | 4.995 | 4.995 | 8.1166 | 8.23 | 11.2501 | 9.4773 | 9.2208 | 23.1542 | 25.1722 | 0.5886 | 0.96649 | 3680 | 1201 | 0 | 0 | 0.069261 |  |  |  | 0.5 | 0.27923 | 4067.4723 | 4517.5565
2032 | 1920 | 22.0305 | 5.01 | 0 | 5.01 | 16.6692 | 0.57662 |  |  |  |  | 8.23 | 0 | 8.23 | 0 | 3.6271 | 3.5896 | 15.4467 | 11.8872 | 0.59417 | 23.7483 | 2.7055 | 3684 | 1.3061 | 0 | 0.94592 | 1108 | 10 | 0 | 1195 | 3.3694 | 1.5669 | 0.4372 | 14.4991 | 1.2816 | 26.4538 | 1210 | 17.8381 | 11.8872 | 0 | 4.9363 | 542 | 21336.192 | 871477.7576 | 7634.1452 | 555.5 | 19654.3701 | 822779.1949 | 7207.5457 | 0 | 2032 | 23.7738 | 19.269 | 5.01 | 5.01 | 16.6692 | 15.4467 | 11.8872 | 16.7528 | 14.4991 | 23.7483 | 26.4538 | 0.57662 | 0.94592 | 3684 | 1210 | 0 | 0 | 4.9363 |  |  |  | 0 | 0 | 7634.1452 | 7207.5457
2033 | 1921 | 22.8092 | 5.025 | 0 | 5.025 | 17.3939 | 0.5886 |  |  |  |  | 8.23 | 0 | 8.23 | 0 | 3.5746 | 4.949 | 16.7537 | 12.6671 | 0.047534 | 23.7959 | 2.6836 | 3684 | 1.4735 | 0 | 0.98295 | 1110 | 10 | 0 | 1195 | 4.7289 | 3.0825 | 0.59338 | 17.2181 | 0.025632 | 26.4795 | 1210 | 18.5994 | 12.6671 | 0 | 7.8114 | 544 | 23141.4826 | 948702.8135 | 8310.6366 | 560 | 23409.9852 | 987937.0567 | 8654.3286 | 0 | 2033 | 24.8761 | 20.1041 | 5.025 | 5.025 | 17.3939 | 16.7537 | 12.6671 | 18.2272 | 17.2181 | 23.7959 | 26.4795 | 0.5886 | 0.98295 | 3684 | 1210 | 0 | 0 | 7.8114 |  |  |  | 0 | 0 | 8310.6366 | 8654.3286
2034 | 1922 | 18.7569 | 5.04 | 0 | 5.04 | 13.5292 | 0.5886 |  |  |  |  | 8.23 | 0 | 8.23 | 0 | 1.8132 | 2.8933 | 12.9365 | 12.7833 | 0.0038027 | 23.7997 | 2.6803 | 3684 | 1.1536 | 0 | 0.98295 | 1112 | 10 | 0 | 1195 | 2.6731 | 1.1458 | 0.71234 | 13.1066 | 0.00051264 | 26.48 | 1210 | 18.558 | 12.7833 | 0 | 3.8189 | 544 | 17868.8779 | 732548.3416 | 6417.1235 | 560 | 17730.8859 | 748270.4109 | 6554.8488 | 0 | 2034 | 20.6228 | 20.1461 | 5.04 | 5.04 | 13.5292 | 12.9365 | 12.7833 | 14.0901 | 13.1066 | 23.7997 | 26.48 | 0.5886 | 0.98295 | 3684 | 1210 | 0 | 0 | 3.8189 |  |  |  | 0 | 0 | 6417.1235 | 6554.8488
2035 | 1923 | 18.4294 | 5.055 | 0 | 5.055 | 13.2031 | 0.5886 |  |  |  |  | 8.23 | 0 | 8.23 | 0 | 1.2443 | 3.14 | 12.6142 | 13.1056 | 0.00030422 | 23.8 | 2.68 | 3684 | 1.9687 | 0 | 0.98295 | 1113 | 10 | 0 | 1195 | 2.9198 | 1.0149 | 0.33476 | 13.5999 | 1.0253e-05 | 26.48 | 1210 | 18.9469 | 13.1056 | 0 | 3.9347 | 544 | 17423.7308 | 714299.1944 | 6257.2609 | 560 | 18412.3122 | 777027.6366 | 6806.7621 | 0 | 2035 | 20.7329 | 20.6641 | 5.055 | 5.055 | 13.2031 | 12.6142 | 13.1056 | 14.5829 | 13.5999 | 23.8 | 26.48 | 0.5886 | 0.98295 | 3684 | 1210 | 0 | 0 | 3.9347 |  |  |  | 0 | 0 | 6257.2609 | 6806.7621
2036 | 1924 | 14.7075 | 5.07 | 0 | 5.07 | 9.6523 | 0.5886 |  |  |  |  | 8.23 | 0 | 8.23 | 0 | 0 | 0.83371 | 9.0637 | 12.5407 | 2.4337e-05 | 23.8 | 2.0276 | 3684 | 1.377 | 0 | 0.98295 | 1114 | 10 | 0 | 1195 | 0.84876 | 0 | 0.72529 | 10.1235 | -0.65236 | 25.8276 | 1205 | 18.3012 | 12.5407 | 0 | 0.84876 | 544 | 12519.5137 | 513247.0571 | 4496.0442 | 557.5 | 13610.3855 | 571814.8203 | 5009.0978 | 0 | 2036 | 16.8099 | 20.1055 | 5.07 | 5.07 | 9.6523 | 9.0637 | 12.5407 | 10.4407 | 10.1235 | 23.8 | 25.8276 | 0.5886 | 0.98295 | 3684 | 1205 | 0 | 0 | 0.84876 |  |  |  | 0 | 0 | 4496.0442 | 5009.0978
2037 | 1925 | 13.4735 | 5.085 | 0 | 5.085 | 8.465 | 0.5886 |  |  |  |  | 8.23 | 0 | 8.23 | 0 | 0 | 0 | 8.23 | 12.4969 | -0.32529 | 23.4747 | 1.1111 | 3682 | 0.65402 | 0 | 0.96238 | 1116 | 10 | 0 | 1195 | 0 | 0 | 0.81121 | 9.1888 | -1.2418 | 24.5858 | 1197 | 18.2281 | 12.4969 | 0 | 0 | 543 | 11367.9224 | 465180.0039 | 4074.9768 | 551 | 12319.3302 | 511539.0636 | 4481.0822 | 0 | 2037 | 14.9388 | 20.0757 | 5.085 | 5.085 | 8.465 | 8.23 | 12.4969 | 8.884 | 9.1888 | 23.4747 | 24.5858 | 0.5886 | 0.96238 | 3682 | 1197 | 0 | 0 | 0 |  |  |  | 0.5 | 0.31121 | 4074.9768 | 4481.0822
2038 | 1926 | 16.1894 | 5.1 | 0 | 5.1 | 11.0301 | 0.58261 |  |  |  |  | 8.23 | 0 | 8.23 | 0 | 1.5847 | 0.30745 | 10.1222 | 12.1571 | 0.29927 | 23.774 | 0.92072 | 3684 | 0.63693 | 0 | 0.93006 | 1117 | 10 | 0 | 1195 | 0.087303 | 0 | 0.36933 | 9.718 | 0.10885 | 24.6947 | 1198 | 17.9194 | 12.1571 | 0 | 0.087303 | 543 | 13981.541 | 572130.3402 | 5011.8618 | 547.5 | 13050.2827 | 538448.4756 | 4716.8086 | 0 | 2038 | 17.1956 | 19.6536 | 5.1 | 5.1 | 11.0301 | 10.1222 | 12.1571 | 10.7591 | 9.718 | 23.774 | 24.6947 | 0.58261 | 0.93006 | 3684 | 1198 | 0 | 0 | 0.087303 |  |  |  | 0.28203 | 0 | 5011.8618 | 4716.8086
2039 | 1927 | 18.6386 | 5.115 | 0 | 5.115 | 13.3418 | 0.5886 |  |  |  |  | 8.23 | 0 | 8.23 | 0 | 2.6398 | 1.8575 | 12.7272 | 11.6339 | 0.023941 | 23.7979 | 2.6464 | 3684 | 1.027 | 0 | 0.93397 | 1119 | 10 | 0 | 1195 | 1.6373 | 0.12046 | 0.72285 | 11.0349 | 1.7496 | 26.4443 | 1210 | 17.3871 | 11.6339 | 0 | 1.7578 | 544 | 17579.8419 | 720699.0912 | 6313.324 | 554 | 14869.3533 | 620786.0579 | 5438.0859 | 0 | 2039 | 20.3884 | 19.1578 | 5.115 | 5.115 | 13.3418 | 12.7272 | 11.6339 | 13.7542 | 11.0349 | 23.7979 | 26.4443 | 0.5886 | 0.93397 | 3684 | 1210 | 0 | 0 | 1.7578 |  |  |  | 0 | 0 | 6313.324 | 5438.0859
2040 | 1928 | 17.66 | 5.13 | 0 | 5.13 | 12.3972 | 0.5886 |  |  |  |  | 8.23 | 0 | 8.23 | 0 | 1.7056 | 1.871 | 11.8065 | 11.7931 | 0.0019153 | 23.7998 | 2.2352 | 3684 | 0.27409 | 0 | 0.98295 | 1120 | 10 | 0 | 1195 | 1.6508 | 0 | 0.13551 | 11.5153 | -0.40931 | 26.035 | 1207 | 17.5707 | 11.7931 | 0 | 1.6508 | 544 | 16308.1184 | 668563.8097 | 5856.619 | 558.5 | 15532.9389 | 653757.8562 | 5726.9188 | 0 | 2040 | 18.0696 | 19.2516 | 5.13 | 5.13 | 12.3972 | 11.8065 | 11.7931 | 12.0806 | 11.5153 | 23.7998 | 26.035 | 0.5886 | 0.98295 | 3684 | 1207 | 0 | 0 | 1.6508 |  |  |  | 0 | 0 | 5856.619 | 5726.9188
2041 | 1929 | 21.5071 | 5.145 | 0 | 5.145 | 16.037 | 0.5886 |  |  |  |  | 8.23 | 0 | 8.23 | 0 | 3.7154 | 3.5028 | 15.4482 | 12.5149 | 0.00015322 | 23.8 | 2.6711 | 3684 | 0.29303 | 0 | 0.97061 | 1123 | 10 | 0 | 1195 | 3.2827 | 1.2269 | 0.18394 | 14.3256 | 0.43612 | 26.4711 | 1210 | 18.4202 | 12.5149 | 0 | 4.5095 | 544 | 21338.2596 | 874778.304 | 7663.0579 | 558.5 | 19414.7067 | 817135.5793 | 7158.1077 | 0 | 2041 | 21.9841 | 19.9392 | 5.145 | 5.145 | 16.037 | 15.4482 | 12.5149 | 15.7412 | 14.3256 | 23.8 | 26.4711 | 0.5886 | 0.97061 | 3684 | 1210 | 0 | 0 | 4.5095 |  |  |  | 0 | 0 | 7663.0579 | 7158.1077
2042 | 1930 | 15.355 | 5.16 | 0 | 5.16 | 10.1774 | 0.5886 |  |  |  |  | 8.23 | 0 | 8.23 | 0 | 0.40825 | 0.95053 | 9.5888 | 11.9291 | 1.2258e-05 | 23.8 | 1.53 | 3684 | 0.62414 | 0 | 0.98295 | 1125 | 10 | 0 | 1195 | 0.73039 | 0 | 0.33603 | 10.3944 | -1.1411 | 25.33 | 1202 | 17.7527 | 11.9291 | 0 | 0.73039 | 544 | 13244.7759 | 542979.7382 | 4756.5025 | 556 | 13984.5621 | 585954.3366 | 5132.96 | 0 | 2042 | 16.3151 | 19.1933 | 5.16 | 5.16 | 10.1774 | 9.5888 | 11.9291 | 10.2129 | 10.3944 | 23.8 | 25.33 | 0.5886 | 0.98295 | 3684 | 1202 | 0 | 0 | 0.73039 |  |  |  | 0 | 0 | 4756.5025 | 5132.96
2043 | 1931 | 8.6721 | 5.175 | 0.2164 | 4.9586 | 4.03 | 0.5886 |  |  |  |  | 8.23 | 0 | 8.23 | 0 | 0 | 0 | 8.23 | 11.0767 | -4.4055 | 19.3945 | 4.5926 | 3652 | 0.63551 | 0 | 0.95003 | 1127 | 10 | 0 | 1195 | 0 | 0 | 0.71422 | 9.2858 | -1.3429 | 23.9871 | 1193 | 16.339 | 11.0767 | 0 | 0 | 528 | 11367.9224 | 452329.7275 | 3962.4084 | 547.5 | 12453.3009 | 513817.2911 | 4501.0395 | 0 | 2043 | 10.0218 | 17.7079 | 5.175 | 4.9586 | 4.03 | 8.23 | 11.0767 | 8.8655 | 9.2858 | 19.3945 | 23.9871 | 0.5886 | 0.95003 | 3652 | 1193 | 0 | 0 | 0 |  |  |  | 0.5 | 0.21422 | 3962.4084 | 4501.0395
2044 | 1932 | 17.6276 | 5.19 | 0 | 5.19 | 12.3064 | 0.49789 |  |  |  |  | 8.23 | 0 | 8.23 | 0 | 0 | 0 | 8.23 | 10.6061 | 3.2922 | 22.6867 | 0.78054 | 3676 | 1.2269 | 0 | 0.9144 | 1129 | 10 | 0 | 1195 | 0 | 0 | 0.92711 | 9.0729 | -0.51983 | 23.4673 | 1189 | 16.226 | 10.6061 | 0 | 0 | 524 | 11367.9224 | 448902.9872 | 3932.3902 | 541 | 12159.2465 | 495728.6684 | 4342.5831 | 0 | 2044 | 19.7815 | 17.6238 | 5.19 | 5.19 | 12.3064 | 8.23 | 10.6061 | 9.4569 | 9.0729 | 22.6867 | 23.4673 | 0.49789 | 0.9144 | 3676 | 1189 | 0 | 0 | 0 |  |  |  | 0.5 | 0.42711 | 3932.3902 | 4342.5831
2045 | 1933 | 12.1868 | 5.205 | 0.040661 | 5.1643 | 7.1633 | 0.56494 |  |  |  |  | 8.23 | 0 | 8.23 | 0 | 0 | 0 | 8.23 | 10.1677 | -1.5011 | 21.1856 | 0.77394 | 3665 | 0.68035 | 0 | 0.89837 | 1132 | 10 | 0 | 1195 | 0 | 0 | 0.44951 | 9.5505 | -1.5077 | 21.9595 | 1178 | 15.6018 | 10.1677 | 0 | 0 | 530.5 | 11367.9224 | 454471.4403 | 3981.1698 | 533.5 | 12818.9362 | 515378.7648 | 4514.718 | 0 | 2045 | 13.3166 | 16.8822 | 5.205 | 5.1643 | 7.1633 | 8.23 | 10.1677 | 8.9104 | 9.5505 | 21.1856 | 21.9595 | 0.56494 | 0.89837 | 3665 | 1178 | 0 | 0 | 0 |  |  |  | 0.44951 | 0 | 3981.1698 | 4514.718
2046 | 1934 | 6.6585 | 5.22 | 0.31707 | 4.9029 | 2.1728 | 0.53283 |  |  |  |  | 8.23 | 0 | 8.23 | 0 | 0 | 0 | 8.23 | 10.0843 | -6.0628 | 15.1228 | 5.341 | 3614 | 0.56753 | 0 | 0.85097 | 1133 | 10 | 0 | 1195 | 0 | 0 | 0.52715 | 9.4728 | -1.4958 | 20.4638 | 1166 | 14.7969 | 10.0843 | 0 | 0 | 499.5 | 11367.9224 | 427914.2025 | 3748.5284 | 522 | 12711.6975 | 500050.8404 | 4380.4454 | 0 | 2046 | 7.7532 | 15.9765 | 5.22 | 4.9029 | 2.1728 | 8.23 | 10.0843 | 8.7975 | 9.4728 | 15.1228 | 20.4638 | 0.53283 | 0.85097 | 3614 | 1166 | 0 | 0 | 0 |  |  |  | 0.5 | 0.027151 | 3748.5284 | 4380.4454
2047 | 1935 | 12.3374 | 5.235 | 0.033128 | 5.2019 | 7.2689 | 0.40685 |  |  |  |  | 8.23 | 0 | 8.23 | 0 | 0 | 0 | 8.23 | 10.0843 | -1.2585 | 13.8643 | 4.5124 | 3602 | 0.29947 | 0 | 0.79817 | 1135 | 10 | 0 | 1195 | 0 | 0 | 0.13894 | 9.8611 | -2.0872 | 18.3766 | 1148 | 14.6832 | 10.0843 | 0 | 0 | 468 | 11367.9224 | 400928.6221 | 3512.1347 | 507 | 13247.9204 | 506169.2721 | 4434.0428 | 0 | 2047 | 12.7758 | 15.7602 | 5.235 | 5.2019 | 7.2689 | 8.23 | 10.0843 | 8.5295 | 9.8611 | 13.8643 | 18.3766 | 0.40685 | 0.79817 | 3602 | 1148 | 0 | 0 | 0 |  |  |  | 0.13894 | 0 | 3512.1347 | 4434.0428
2048 | 1936 | 14.5531 | 5.25 | 0 | 5.25 | 9.3256 | 0.38181 |  |  |  |  | 8.23 | 0 | 8.23 | 0 | 0 | 0 | 8.23 | 9.8951 | 0.65672 | 14.521 | 1.8867 | 3608 | 0.48269 | 0 | 0.72178 | 1137 | 10 | 0 | 1195 | 0 | 0 | 0 | 10 | -1.9689 | 16.4077 | 1130 | 14.5196 | 9.8951 | 0 | 0 | 465 | 11367.9224 | 398358.5669 | 3489.621 | 489 | 13439.8402 | 495271.1978 | 4338.5757 | 0 | 2048 | 15.0358 | 15.5442 | 5.25 | 5.25 | 9.3256 | 8.23 | 9.8951 | 8.7127 | 10 | 14.521 | 16.4077 | 0.38181 | 0.72178 | 3608 | 1130 | 0 | 0 | 0 |  |  |  | 0 | 0 | 3489.621 | 4338.5757
2049 | 1937 | 14.228 | 5.265 | 0 | 5.265 | 9.0017 | 0.39433 |  |  |  |  | 8.23 | 0 | 8.23 | 0 | 0 | 0 | 8.23 | 9.4454 | 0.34722 | 14.8682 | 0.6561 | 3612 | 0.80654 | 0 | 0.66039 | 1138 | 9.5 | 0 | 1195 | 0 | 0 | 0.22242 | 9.2776 | -0.88341 | 15.5243 | 1121 | 14.0786 | 9.4454 | 0.5 | 0 | 470 | 11367.9224 | 402641.9923 | 3527.1439 | 475.5 | 12441.981 | 445841.1636 | 3905.5686 | 0 | 2049 | 15.2569 | 15.0311 | 5.265 | 5.265 | 9.0017 | 8.23 | 9.4454 | 9.0365 | 9.2776 | 14.8682 | 15.5243 | 0.39433 | 0.66039 | 3612 | 1121 | 0 | 0.5 | 0 |  |  |  | 0.5 | 0.22242 | 3527.1439 | 3905.5686
2050 | 1938 | 18.0038 | 5.28 | 0 | 5.28 | 12.5738 | 0.40268 |  |  |  |  | 8.23 | 0 | 8.23 | 0 | 0 | 0 | 8.23 | 9.0877 | 3.6259 | 18.4941 | -4.1299 | 3644 | 0.6057 | 0 | 0.63513 | 1140 | 9.5 | 0 | 1195 | 0 | 0 | 0.11562 | 9.3844 | -1.1601 | 14.3642 | 1109 | 14.1129 | 9.0877 | 0.5 | 0 | 488 | 11367.9224 | 418062.3239 | 3662.226 | 465 | 12589.5043 | 441165.6536 | 3864.6111 | 0 | 2050 | 18.7252 | 15.0966 | 5.28 | 5.28 | 12.5738 | 8.23 | 9.0877 | 8.8357 | 9.3844 | 18.4941 | 14.3642 | 0.40268 | 0.63513 | 3644 | 1109 | 0 | 0.5 | 0 |  |  |  | 0.5 | 0.11562 | 3662.226 | 3864.6111
2051 | 1939 | 11.7728 | 5.295 | 0.061358 | 5.2336 | 6.7007 | 0.47755 |  |  |  |  | 8.23 | 0 | 8.23 | 0 | 0 | 0 | 8.23 | 8.3659 | -1.8463 | 16.6478 | -2.8015 | 3629 | 0.8733 | 0 | 0.60441 | 1142 | 9.5 | 0 | 1195 | 0 | 0 | 0.47271 | 9.0273 | -0.51783 | 13.8463 | 1103 | 13.1395 | 8.3659 | 0.5 | 0 | 496.5 | 11367.9224 | 425344.1472 | 3726.0147 | 456 | 12096.2555 | 415676.9129 | 3641.3298 | 0 | 2051 | 13.1188 | 14.2101 | 5.295 | 5.2336 | 6.7007 | 8.23 | 8.3659 | 9.1033 | 9.0273 | 16.6478 | 13.8463 | 0.47755 | 0.60441 | 3629 | 1103 | 0 | 0.5 | 0 |  |  |  | 0.5 | 0.47271 | 3726.0147 | 3641.3298
2052 | 1940 | 9.4241 | 5.31 | 0.17879 | 5.1312 | 4.5719 | 0.44097 |  |  |  |  | 8.23 | 0 | 8.23 | 0 | 0 | 0 | 8.23 | 8.23 | -3.7711 | 12.8767 | 0.26418 | 3591 | 1.017 | 0 | 0.58917 | 1144 | 9.5 | 0 | 1195 | 0 | 0 | 0.12227 | 9.3777 | -0.70549 | 13.1408 | 1095 | 12.5464 | 8.23 | 0.5 | 0 | 470 | 11367.9224 | 402641.9923 | 3527.1439 | 449 | 12580.3064 | 425674.534 | 3728.9089 | 0 | 2052 | 10.5634 | 13.6349 | 5.31 | 5.1312 | 4.5719 | 8.23 | 8.23 | 9.247 | 9.3777 | 12.8767 | 13.1408 | 0.44097 | 0.58917 | 3591 | 1095 | 0 | 0.5 | 0 |  |  |  | 0.5 | 0.12227 | 3527.1439 | 3728.9089
2053 | 1941 | 18.405 | 5.325 | 0 | 5.325 | 12.9099 | 0.36032 |  |  |  |  | 8.23 | 0 | 8.23 | 0 | 0 | 0 | 8.23 | 8.23 | 3.974 | 16.8507 | -3.2474 | 3630 | 2.0576 | 0 | 0.56914 | 1145 | 9.5 | 0 | 1195 | 0 | 0 | 0.25341 | 9.2466 | 0.46243 | 13.6033 | 1100 | 13.5197 | 8.23 | 0.5 | 0 | 470.5 | 11367.9224 | 403070.3349 | 3530.8961 | 447.5 | 12399.1679 | 418143.8275 | 3662.9399 | 0 | 2053 | 20.716 | 14.7043 | 5.325 | 5.325 | 12.9099 | 8.23 | 8.23 | 10.2876 | 9.2466 | 16.8507 | 13.6033 | 0.36032 | 0.56914 | 3630 | 1100 | 0 | 0.5 | 0 |  |  |  | 0.5 | 0.25341 | 3530.8961 | 3662.9399
2054 | 1942 | 19.5191 | 5.34 | 0 | 5.34 | 13.9533 | 0.44337 |  |  |  |  | 8.23 | 0 | 8.23 | 0 | 0 | 0 | 8.23 | 8.23 | 4.8576 | 21.7082 | -8.8925 | 3669 | 0.85049 | 0 | 0.58156 | 1147 | 9.5 | 0 | 1195 | 0 | 0 | 0.19752 | 9.3025 | -0.78748 | 12.8158 | 1091 | 13.7089 | 8.23 | 0.5 | 0 | 509.5 | 11367.9224 | 436481.0534 | 3823.574 | 445.5 | 12476.3691 | 418866.8896 | 3669.274 | 0 | 2054 | 20.5671 | 14.7829 | 5.34 | 5.34 | 13.9533 | 8.23 | 8.23 | 9.0805 | 9.3025 | 21.7082 | 12.8158 | 0.44337 | 0.58156 | 3669 | 1091 | 0 | 0.5 | 0 |  |  |  | 0.5 | 0.19752 | 3823.574 | 3669.274
2055 | 1943 | 13.6882 | 5.355 | 0 | 5.355 | 8.399 | 0.5445 |  |  |  |  | 8.23 | 0 | 8.23 | 0 | 0 | 0 | 8.23 | 8.23 | -0.34551 | 21.3627 | -9.5271 | 3667 | 0.8291 | 0 | 0.55921 | 1149 | 9.5 | 0 | 1195 | 0 | 0 | 0 | 9.5 | -0.9801 | 11.8357 | 1080 | 13.859 | 8.23 | 0.5 | 0 | 528 | 11367.9224 | 452329.7275 | 3962.4084 | 435.5 | 12749.2009 | 418418.8423 | 3665.3491 | 0 | 2055 | 14.5173 | 14.903 | 5.355 | 5.355 | 8.399 | 8.23 | 8.23 | 9.0591 | 9.5 | 21.3627 | 11.8357 | 0.5445 | 0.55921 | 3667 | 1080 | 0 | 0.5 | 0 |  |  |  | 0.5 | 0 | 3962.4084 | 3665.3491
2056 | 1944 | 15.585 | 5.37 | 0 | 5.37 | 10.186 | 0.53866 |  |  |  |  | 8.23 | 0 | 8.23 | 0 | 0 | 0 | 8.23 | 8.23 | 1.3039 | 22.6667 | -11.6774 | 3676 | 0.90487 | 0 | 0.53454 | 1151 | 9.5 | 0 | 1195 | 0 | 0 | 0.035944 | 9.4641 | -0.84645 | 10.9892 | 1069 | 14.7517 | 8.23 | 0.5 | 0 | 531.5 | 11367.9224 | 455328.1254 | 3988.6744 | 424.5 | 12699.5519 | 406261.9974 | 3558.8551 | 0 | 2056 | 16.5259 | 15.7802 | 5.37 | 5.37 | 10.186 | 8.23 | 8.23 | 9.1349 | 9.4641 | 22.6667 | 10.9892 | 0.53866 | 0.53454 | 3676 | 1069 | 0 | 0.5 | 0 |  |  |  | 0.5 | 0.035944 | 3988.6744 | 3558.8551
2057 | 1945 | 13.9778 | 5.385 | 0 | 5.385 | 8.6441 | 0.56494 |  |  |  |  | 8.23 | 0 | 8.23 | 0 | 0 | 0 | 8.23 | 8.23 | -0.13881 | 22.5278 | -12.1753 | 3675 | 1.0077 | 0 | 0.50913 | 1152 | 9.5 | 0 | 1195 | 0 | 0 | 0.12169 | 9.3783 | -0.63673 | 10.3525 | 1061 | 14.9157 | 8.23 | 0.5 | 0 | 535.5 | 11367.9224 | 458754.8657 | 4018.6926 | 415 | 12581.1113 | 393466 | 3446.7622 | 0 | 2057 | 15.1072 | 16.0134 | 5.385 | 5.385 | 8.6441 | 8.23 | 8.23 | 9.2377 | 9.3783 | 22.5278 | 10.3525 | 0.56494 | 0.50913 | 3675 | 1061 | 0 | 0.5 | 0 |  |  |  | 0.5 | 0.12169 | 4018.6926 | 3446.7622
2058 | 1946 | 11.1145 | 5.4 | 0.094277 | 5.3057 | 6.0032 | 0.56202 |  |  |  |  | 8.23 | 0 | 8.23 | 0 | 0 | 0 | 8.23 | 8.23 | -2.5657 | 19.9621 | -10.3794 | 3656 | 0.73846 | 0 | 0.49065 | 1154 | 9.5 | 0 | 1195 | 0 | 0 | 0.23668 | 9.2633 | -0.7698 | 9.5827 | 1051 | 14.5718 | 8.23 | 0.5 | 0 | 525.5 | 11367.9224 | 450188.0148 | 3943.647 | 406 | 12422.2793 | 380073.3613 | 3329.4426 | 0 | 2058 | 12.0896 | 15.7187 | 5.4 | 5.3057 | 6.0032 | 8.23 | 8.23 | 8.9685 | 9.2633 | 19.9621 | 9.5827 | 0.56202 | 0.49065 | 3656 | 1051 | 0 | 0.5 | 0 |  |  |  | 0.5 | 0.23668 | 3943.647 | 3329.4426
2059 | 1947 | 15.9907 | 5.415 | 0 | 5.415 | 10.5263 | 0.50806 |  |  |  |  | 8.23 | 0 | 8.23 | 0 | 0 | 0 | 8.23 | 8.23 | 1.6452 | 21.6073 | -12.6435 | 3669 | 0.70351 | 0 | 0.46585 | 1156 | 9.5 | 0 | 1195 | 0 | 0 | 0.40085 | 9.0991 | -0.61886 | 8.9639 | 1042 | 14.7481 | 8.23 | 0.5 | 0 | 522.5 | 11367.9224 | 447617.9595 | 3921.1333 | 0 | 12195.512 | 0 | 0 | 0 | 2059 | 17.0951 | 15.9026 | 5.415 | 5.415 | 10.5263 | 8.23 | 8.23 | 8.9335 | 9.0991 | 21.6073 | 8.9639 | 0.50806 | 0.46585 | 3669 | 1042 | 0 | 0.5 | 0 |  |  |  | 0.5 | 0.40085 | 3921.1333 | 0
2060 | 1948 | 15.9544 | 5.43 | 0 | 5.43 | 10.4769 | 0.5445 |  |  |  |  | 8.23 | 0 | 8.23 | 0 | 0 | 0 | 8.23 | 8.23 | 1.5662 | 23.1735 | -15.1521 | 3680 | 0.2981 | 0 | 0.44335 | 1157 | 9.5 | 0 | 1195 | 0 | 0 | 0.45354 | 9.0465 | -0.94247 | 8.0214 | 1027 | 14.5432 | 8.23 | 0.5 | 0 | 534.5 | 11367.9224 | 457898.1806 | 4011.1881 | 0 | 12122.7322 | 0 | 0 | 0 | 2060 | 16.7061 | 15.7006 | 5.43 | 5.43 | 10.4769 | 8.23 | 8.23 | 8.5281 | 9.0465 | 23.1735 | 8.0214 | 0.5445 | 0.44335 | 3680 | 1027 | 0 | 0.5 | 0 |  |  |  | 0.5 | 0.45354 | 4011.1881 | 0
2061 | 1949 | 16.7401 | 5.43 | 0 | 5.43 | 11.2233 | 0.57662 |  |  |  |  | 8.23 | 0 | 8.23 | 0 | 0.59017 | 1.2 | 10.0202 | 8.409 | 0.57635 | 23.7499 | -14.4484 | 3684 | 0.62848 | 0 | 0.4118 | 1157 | 9.5 | 0 | 1195 | 0 | 0 | 0.56933 | 8.9307 | 1.2801 | 9.3014 | 1047 | 15.0399 | 8.409 | 0.5 | 0 | 542 | 13840.6477 | 565321.8997 | 4952.2198 | 0 | 11962.7941 | 0 | 0 | 0 | 2061 | 17.9379 | 16.1825 | 5.43 | 5.43 | 11.2233 | 10.0202 | 8.409 | 10.6487 | 8.9307 | 23.7499 | 9.3014 | 0.57662 | 0.4118 | 3684 | 1047 | 0 | 0.5 | 0 |  |  |  | 0.5 | 0.56933 | 4952.2198 | 0
2062 | 1950 | 13.3802 | 5.43 | 0 | 5.43 | 8.0314 | 0.5886 |  |  |  |  | 8.23 | 0 | 8.23 | 0 | 0 | 0 | 8.23 | 8.409 | -0.72426 | 23.0256 | -14.5302 | 3679 | 0.31975 | 0 | 0.45585 | 1157 | 9.5 | 0 | 1195 | 0 | 0 | 0.58358 | 8.9164 | -0.80607 | 8.4954 | 1035 | 15.4355 | 8.409 | 0.5 | 0 | 541.5 | 11367.9224 | 463894.9763 | 4063.72 | 0 | 11943.1132 | 0 | 0 | 0 | 2062 | 14.2835 | 16.5546 | 5.43 | 5.43 | 8.0314 | 8.23 | 8.409 | 8.5498 | 8.9164 | 23.0256 | 8.4954 | 0.5886 | 0.45585 | 3679 | 1035 | 0 | 0.5 | 0 |  |  |  | 0.5 | 0.58358 | 4063.72 | 0
2063 | 1951 | 12.5442 | 5.43 | 0.022789 | 5.4072 | 7.26 | 0.5737 |  |  |  |  | 8.23 | 0 | 8.23 | 0 | 0 | 0 | 8.23 | 8.409 | -1.4202 | 21.6054 | -13.8972 | 3669 | 0.3503 | 0 | 0.42814 | 1157 | 9.5 | 0 | 1195 | 0 | 0 | 0.54455 | 8.9555 | -0.78723 | 7.7082 | 1022 | 14.8494 | 8.409 | 0.5 | 0 | 534 | 11367.9224 | 457469.8381 | 4007.4358 | 0 | 11997.0282 | 0 | 0 | 0 | 2063 | 13.4391 | 15.8269 | 5.43 | 5.4072 | 7.26 | 8.23 | 8.409 | 8.5803 | 8.9555 | 21.6054 | 7.7082 | 0.5737 | 0.42814 | 3669 | 1022 | 0 | 0.5 | 0 |  |  |  | 0.5 | 0.54455 | 4007.4358 | 0
2064 | 1952 | 20.9978 | 5.43 | 0 | 5.43 | 15.2681 | 0.5445 |  |  |  |  | 8.23 | 0 | 8.23 | 0 | 3.0989 | 1.2 | 12.5289 | 8.8389 | 2.019 | 23.6244 | -11.7245 | 3683 | 0.87456 | 0 | 0.40159 | 1157 | 9.5 | 0 | 1195 | 0 | 0 | 0.77538 | 8.7246 | 4.1917 | 11.8999 | 1081 | 14.9973 | 8.8389 | 0.5 | 0 | 536 | 17305.9572 | 699037.579 | 6123.5692 | 401.5 | 11678.1832 | 353346.6204 | 3095.3164 | 0 | 2064 | 22.6477 | 16.0349 | 5.43 | 5.43 | 15.2681 | 12.5289 | 8.8389 | 13.4035 | 8.7246 | 23.6244 | 11.8999 | 0.5445 | 0.40159 | 3683 | 1081 | 0 | 0.5 | 0 |  |  |  | 0.5 | 0.77538 | 6123.5692 | 3095.3164
2065 | 1953 | 11.2564 | 5.43 | 0.087181 | 5.3428 | 6.1009 | 0.58561 |  |  |  |  | 8.23 | 0 | 8.23 | 0 | 0 | 0 | 8.23 | 8.8389 | -2.4975 | 21.1269 | -9.8504 | 3665 | 0.43355 | 0 | 0.53676 | 1157 | 9.5 | 0 | 1195 | 0 | 0 | 0.73713 | 8.7629 | -0.62335 | 11.2765 | 1073 | 14.7541 | 8.8389 | 0.5 | 0 | 534 | 11367.9224 | 457469.8381 | 4007.4358 | 427 | 11731.0157 | 377488.3911 | 3306.7983 | 0 | 2065 | 12.4271 | 15.8259 | 5.43 | 5.3428 | 6.1009 | 8.23 | 8.8389 | 8.6636 | 8.7629 | 21.1269 | 11.2765 | 0.58561 | 0.53676 | 3665 | 1073 | 0 | 0.5 | 0 |  |  |  | 0.5 | 0.73713 | 4007.4358 | 3306.7983
2066 | 1954 | 8.4073 | 5.43 | 0.22964 | 5.2004 | 3.5367 | 0.53283 |  |  |  |  | 8.23 | 0 | 8.23 | 0 | 0 | 0 | 8.23 | 8.8389 | -4.808 | 16.3189 | -5.7143 | 3626 | 0.52244 | 0 | 0.51837 | 1157 | 9.5 | 0 | 1195 | 0 | 0 | 0.58028 | 8.9197 | -0.67194 | 10.6046 | 1064 | 14.0363 | 8.8389 | 0.5 | 0 | 505.5 | 11367.9224 | 433054.313 | 3793.5558 | 418.5 | 11947.6747 | 376806.9994 | 3300.8293 | 0 | 2066 | 9.51 | 15.1243 | 5.43 | 5.2004 | 3.5367 | 8.23 | 8.8389 | 8.7524 | 8.9197 | 16.3189 | 10.6046 | 0.53283 | 0.51837 | 3626 | 1064 | 0 | 0.5 | 0 |  |  |  | 0.5 | 0.58028 | 3793.5558 | 3300.8293
2067 | 1955 | 9.8413 | 5.43 | 0.15794 | 5.2721 | 4.8273 | 0.43377 |  |  |  |  | 8.23 | 0 | 8.23 | 0 | 0 | 0 | 8.23 | 8.8389 | -3.5295 | 12.7894 | -2.2265 | 3590 | 0.80616 | 0 | 0.49758 | 1157 | 9.5 | 0 | 1195 | 0 | 0 | 0.91881 | 8.5812 | -0.041758 | 10.5628 | 1064 | 13.6227 | 8.8389 | 0.5 | 0 | 468 | 11367.9224 | 400928.6221 | 3512.1347 | 414 | 11480.0616 | 358166.256 | 3137.5364 | 0 | 2067 | 11.5662 | 14.7702 | 5.43 | 5.2721 | 4.8273 | 8.23 | 8.8389 | 9.0362 | 8.5812 | 12.7894 | 10.5628 | 0.43377 | 0.49758 | 3590 | 1064 | 0 | 0.5 | 0 |  |  |  | 0.5 | 0.91881 | 3512.1347 | 3137.5364
2068 | 1956 | 11.5589 | 5.43 | 0.072056 | 5.3579 | 6.3732 | 0.3584 |  |  |  |  | 8.23 | 0 | 8.23 | 0 | 0 | 0 | 8.23 | 8.8389 | -2.038 | 10.7514 | -0.9418 | 3566 | 0.38992 | 0 | 0.49758 | 1157 | 9.5 | 0 | 1195 | 0 | 0 | 0.60901 | 8.891 | -0.75327 | 9.8096 | 1054 | 13.6671 | 8.8389 | 0.5 | 0 | 438 | 11367.9224 | 375228.0694 | 3286.9979 | 409 | 11907.9882 | 367030.211 | 3215.1846 | 0 | 2068 | 12.5578 | 14.817 | 5.43 | 5.3579 | 6.3732 | 8.23 | 8.8389 | 8.6199 | 8.891 | 10.7514 | 9.8096 | 0.3584 | 0.49758 | 3566 | 1054 | 0 | 0.5 | 0 |  |  |  | 0.5 | 0.60901 | 3286.9979 | 3215.1846
2069 | 1957 | 20.2541 | 5.43 | 0 | 5.43 | 14.5615 | 0.31231 |  |  |  |  | 8.23 | 0 | 8.23 | 0 | 0 | 0 | 8.23 | 8.8389 | 5.5377 | 16.2891 | -6.9748 | 3625 | 0.91275 | 0 | 0.47334 | 1157 | 9.5 | 0 | 1195 | 0 | 0 | 0.32519 | 9.1748 | -0.4953 | 9.3143 | 1047 | 14.0935 | 8.8389 | 0.5 | 0 | 455.5 | 11367.9224 | 390220.0585 | 3418.3277 | 400.5 | 12300.028 | 371234.8419 | 3252.0172 | 0 | 2069 | 21.492 | 15.2567 | 5.43 | 5.43 | 14.5615 | 8.23 | 8.8389 | 9.1427 | 9.1748 | 16.2891 | 9.3143 | 0.31231 | 0.47334 | 3625 | 1047 | 0 | 0.5 | 0 |  |  |  | 0.5 | 0.32519 | 3418.3277 | 3252.0172
2070 | 1958 | 16.979 | 5.43 | 0 | 5.43 | 11.4502 | 0.43137 |  |  |  |  | 8.23 | 0 | 8.23 | 0 | 0 | 0 | 8.23 | 8.8389 | 2.5657 | 18.8548 | -9.5335 | 3647 | 0.90403 | 0 | 0.45585 | 1157 | 9.5 | 0 | 1195 | 0 | 0 | 0.82897 | 8.671 | 0.0070016 | 9.3213 | 1047 | 14.1959 | 8.8389 | 0.5 | 0 | 496 | 11367.9224 | 424915.8047 | 3722.2624 | 0 | 11604.1669 | 0 | 0 | 0 | 2070 | 18.7119 | 15.4573 | 5.43 | 5.43 | 11.4502 | 8.23 | 8.8389 | 9.134 | 8.671 | 18.8548 | 9.3213 | 0.43137 | 0.45585 | 3647 | 1047 | 0 | 0.5 | 0 |  |  |  | 0.5 | 0.82897 | 3722.2624 | 0
2071 | 1959 | 9.2757 | 5.43 | 0.18621 | 5.2438 | 4.3183 | 0.48517 |  |  |  |  | 8.23 | 0 | 8.23 | 0 | 0 | 0 | 8.23 | 8.6599 | -4.0451 | 14.8097 | -5.9005 | 3611 | 0.54858 | 0 | 0.45585 | 1157 | 9.5 | 0 | 1195 | 0 | 0 | 0.75677 | 8.7432 | -0.41209 | 8.9092 | 1041 | 13.4495 | 8.6599 | 0.5 | 0 | 489 | 11367.9224 | 418919.009 | 3669.7305 | 0 | 11703.8938 | 0 | 0 | 0 | 2071 | 10.5811 | 14.7216 | 5.43 | 5.2438 | 4.3183 | 8.23 | 8.6599 | 8.7786 | 8.7432 | 14.8097 | 8.9092 | 0.48517 | 0.45585 | 3611 | 1041 | 0 | 0.5 | 0 |  |  |  | 0.5 | 0.75677 | 3669.7305 | 0
2072 | 1960 | 12.0308 | 5.43 | 0.048458 | 5.3815 | 6.7979 | 0.40059 |  |  |  |  | 8.23 | 0 | 8.23 | 0 | 0 | 0 | 8.23 | 8.6599 | -1.686 | 13.1236 | -4.5863 | 3594 | 0.81714 | 0 | 0.44085 | 1157 | 9.5 | 0 | 1195 | 0 | 0 | 0.51428 | 8.9857 | -0.37184 | 8.5373 | 1035 | 13.3145 | 8.6599 | 0.5 | 0 | 462.5 | 11367.9224 | 396216.8541 | 3470.8596 | 0 | 12038.8351 | 0 | 0 | 0 | 2072 | 13.3623 | 14.6295 | 5.43 | 5.3815 | 6.7979 | 8.23 | 8.6599 | 9.0471 | 8.9857 | 13.1236 | 8.5373 | 0.40059 | 0.44085 | 3594 | 1035 | 0 | 0.5 | 0 |  |  |  | 0.5 | 0.51428 | 3470.8596 | 0
2073 | 1961 | 9.291 | 5.43 | 0.18545 | 5.2446 | 4.3321 | 0.36609 |  |  |  |  | 8.23 | 0 | 8.23 | 0 | 0 | 0 | 8.23 | 8.6599 | -3.9229 | 9.2007 | -1.1978 | 3546 | 0.75992 | 0 | 0.42814 | 1157 | 9.5 | 0 | 1195 | 0 | 0 | 0.39294 | 9.1071 | -0.53438 | 8.003 | 1027 | 12.9892 | 8.6599 | 0.5 | 0 | 430 | 11367.9224 | 368374.5887 | 3226.9614 | 0 | 12206.4474 | 0 | 0 | 0 | 2073 | 10.4439 | 14.33 | 5.43 | 5.2446 | 4.3321 | 8.23 | 8.6599 | 8.9899 | 9.1071 | 9.2007 | 8.003 | 0.36609 | 0.42814 | 3546 | 1027 | 0 | 0.5 | 0 |  |  |  | 0.5 | 0.39294 | 3226.9614 | 0
2074 | 1962 | 17.8524 | 5.43 | 0 | 5.43 | 12.28 | 0.27649 |  |  |  |  | 8.23 | 0 | 8.23 | 0 | 0 | 0 | 8.23 | 8.23 | 3.4716 | 12.6724 | -5.4872 | 3589 | 0.41269 | 0 | 0.4118 | 1157 | 9.5 | 0 | 1195 | 0 | 0 | 0.43466 | 9.0653 | -0.81777 | 7.1852 | 1014 | 12.6747 | 8.23 | 0.5 | 0 | 427.5 | 11367.9224 | 366232.876 | 3208.2 | 0 | 12148.8174 | 0 | 0 | 0 | 2074 | 18.6998 | 13.9352 | 5.43 | 5.43 | 12.28 | 8.23 | 8.23 | 8.6427 | 9.0653 | 12.6724 | 7.1852 | 0.27649 | 0.4118 | 3589 | 1014 | 0 | 0.5 | 0 |  |  |  | 0.5 | 0.43466 | 3208.2 | 0
2075 | 1963 | 9.3027 | 5.43 | 0.18486 | 5.2451 | 4.3426 | 0.35647 |  |  |  |  | 8.23 | 0 | 8.23 | 0 | 0 | 0 | 8.23 | 8.23 | -3.9043 | 8.768 | -1.8951 | 3539 | 0.57744 | 0 | 0.38515 | 1157 | 9.5 | -0.4078 | 1195 | 0 | 0 | 0.35132 | 8.7409 | -0.31222 | 6.873 | 1009 | 12.4793 | 8.23 | 0.9078 | 0 | 424 | 11367.9224 | 363234.4782 | 3181.934 | 0 | 11700.6523 | 0 | 0 | 0 | 2075 | 10.2315 | 13.7156 | 5.43 | 5.2451 | 4.3426 | 8.23 | 8.23 | 8.8074 | 8.7409 | 8.768 | 6.873 | 0.35647 | 0.38515 | 3539 | 1009 | 0 | 0.9078 | 0 |  |  |  | 0.5 | 0.75911 | 3181.934 | 0
2076 | 1964 | 10.8517 | 5.43 | 0.10741 | 5.3226 | 5.7367 | 0.26454 |  |  |  |  | 8.23 | 0 | 8.23 | 0 | 0 | 0 | 8.23 | 8.23 | -2.5372 | 6.2308 | 0.6359 | 3496 | 0.37979 | 0 | 0.37484 | 1157 | 9.5 | -0.81159 | 1195 | 0 | 0 | 0.44709 | 8.2413 | -0.0062443 | 6.8667 | 1008 | 12.7238 | 8.23 | 1.3116 | 0 | 377.5 | 11367.9224 | 323398.6215 | 2832.9719 | 0 | 11010.6132 | 0 | 0 | 0 | 2076 | 11.6786 | 13.9325 | 5.43 | 5.3226 | 5.7367 | 8.23 | 8.23 | 8.6098 | 8.2413 | 6.2308 | 6.8667 | 0.26454 | 0.37484 | 3496 | 1008 | 0 | 1.3116 | 0 |  |  |  | 0.5 | 1.2587 | 2832.9719 | 0
2077 | 1965 | 18.9546 | 5.43 | 0 | 5.43 | 13.3271 | 0.20256 |  |  |  |  | 8.23 | 0 | 8.23 | 0 | 0 | 0 | 8.23 | 8.23 | 4.5029 | 10.7338 | -3.5739 | 3566 | 1.257 | 0 | 0.37278 | 1157 | 9.5 | 0 | 1195 | 0 | 0 | 0.68494 | 8.8151 | 0.29318 | 7.1599 | 1013 | 13.6351 | 8.23 | 0.5 | 0 | 391 | 11367.9224 | 334963.8702 | 2934.2835 | 0 | 11803.1031 | 0 | 0 | 0 | 2077 | 20.8966 | 14.8655 | 5.43 | 5.43 | 13.3271 | 8.23 | 8.23 | 9.487 | 8.8151 | 10.7338 | 7.1599 | 0.20256 | 0.37278 | 3566 | 1013 | 0 | 0.5 | 0 |  |  |  | 0.5 | 0.68494 | 2934.2835 | 0
2078 | 1966 | 11.6766 | 5.43 | 0.066172 | 5.3638 | 6.4791 | 0.31231 |  |  |  |  | 8.23 | 0 | 8.23 | 0 | 0 | 0 | 8.23 | 8.23 | -1.8982 | 8.8356 | -1.7216 | 3540 | 1.0363 | 0 | 0.38309 | 1157 | 9.5 | 0 | 1195 | 0 | 0 | 0.56995 | 8.93 | -0.045936 | 7.114 | 1013 | 13.6469 | 8.23 | 0.5 | 0 | 413 | 11367.9224 | 353810.9422 | 3099.3839 | 0 | 11961.9379 | 0 | 0 | 0 | 2078 | 13.2828 | 14.938 | 5.43 | 5.3638 | 6.4791 | 8.23 | 8.23 | 9.2663 | 8.93 | 8.8356 | 7.114 | 0.31231 | 0.38309 | 3540 | 1013 | 0 | 0.5 | 0 |  |  |  | 0.5 | 0.56995 | 3099.3839 | 0
2079 | 1967 | 11.8637 | 5.43 | 0.056816 | 5.3732 | 6.6475 | 0.26607 |  |  |  |  | 8.23 | 0 | 8.23 | 0 | 0 | 0 | 8.23 | 8.23 | -1.7007 | 7.1349 | -0.26337 | 3513 | 0.83552 | 0 | 0.38309 | 1157 | 9.5 | -0.12092 | 1195 | 0 | 0 | 0.44927 | 8.9298 | -0.24242 | 6.8716 | 1008 | 12.8078 | 8.23 | 0.62092 | 0 | 386.5 | 11367.9224 | 331108.7873 | 2900.513 | 0 | 11961.5974 | 0 | 0 | 0 | 2079 | 13.1485 | 14.1037 | 5.43 | 5.3732 | 6.6475 | 8.23 | 8.23 | 9.0655 | 8.9298 | 7.1349 | 6.8716 | 0.26607 | 0.38309 | 3513 | 1008 | 0 | 0.62092 | 0 |  |  |  | 0.5 | 0.5702 | 2900.513 | 0
2080 | 1968 | 13.5714 | 5.43 | 0 | 5.43 | 8.213 | 0.22564 |  |  |  |  | 8.23 | 0 | 8.23 | 0 | 0 | 0 | 8.23 | 8.23 | -0.22323 | 6.9117 | -0.044994 | 3509 | 0.84146 | 0 | 0.37278 | 1157 | 9.5 | -0.42252 | 1195 | 0 | 0 | 0.37386 | 8.7036 | -0.0048484 | 6.8667 | 1008 | 12.4671 | 8.23 | 0.92252 | 0 | 371 | 11367.9224 | 317830.1684 | 2784.1923 | 0 | 11649.183 | 0 | 0 | 0 | 2080 | 14.7867 | 13.7112 | 5.43 | 5.43 | 8.213 | 8.23 | 8.23 | 9.0715 | 8.7036 | 6.9117 | 6.8667 | 0.22564 | 0.37278 | 3509 | 1008 | 0 | 0.92252 | 0 |  |  |  | 0.5 | 0.79638 | 2784.1923 | 0
2081 | 1969 | 14.9191 | 5.43 | 0 | 5.43 | 9.4934 | 0.22003 |  |  |  |  | 8.23 | 0 | 8.23 | 0 | 0 | 0 | 8.23 | 8.23 | 0.95987 | 7.8716 | -1.005 | 3525 | 1.0687 | 0 | 0.37278 | 1157 | 9.5 | -0.18984 | 1195 | 0 | 0 | 0.38416 | 8.926 | -9.6968e-05 | 6.8666 | 1008 | 13.0314 | 8.23 | 0.68984 | 0 | 377 | 11367.9224 | 322970.2789 | 2829.2196 | 0 | 11956.3435 | 0 | 0 | 0 | 2081 | 16.372 | 14.2903 | 5.43 | 5.43 | 9.4934 | 8.23 | 8.23 | 9.2987 | 8.926 | 7.8716 | 6.8666 | 0.22003 | 0.37278 | 3525 | 1008 | 0 | 0.68984 | 0 |  |  |  | 0.5 | 0.574 | 2829.2196 | 0
2082 | 1970 | 15.416 | 5.43 | 0 | 5.43 | 9.9654 | 0.24312 |  |  |  |  | 8.23 | 0 | 8.23 | 0 | 0 | 0 | 8.23 | 8.23 | 1.3729 | 9.2445 | -2.3779 | 3546 | 0.7237 | 0 | 0.37278 | 1157 | 9.5 | -0.51868 | 1195 | 0 | 0 | 0.40039 | 8.5809 | -1.9394e-06 | 6.8666 | 1008 | 13.3699 | 8.23 | 1.0187 | 0 | 395.5 | 11367.9224 | 338818.9531 | 2968.054 | 0 | 11479.6969 | 0 | 0 | 0 | 2082 | 16.5401 | 14.608 | 5.43 | 5.43 | 9.9654 | 8.23 | 8.23 | 8.9537 | 8.5809 | 9.2445 | 6.8666 | 0.24312 | 0.37278 | 3546 | 1008 | 0 | 1.0187 | 0 |  |  |  | 0.5 | 0.91908 | 2968.054 | 0
2083 | 1971 | 15.1861 | 5.43 | 0 | 5.43 | 9.7469 | 0.27649 |  |  |  |  | 8.23 | 0 | 8.23 | 0 | 0 | 0 | 8.23 | 8.23 | 1.1412 | 10.3857 | -3.5191 | 3562 | 0.57714 | 0 | 0.37278 | 1157 | 9.5 | -0.71027 | 1195 | 0 | 0 | 0.35538 | 8.4344 | -3.8787e-08 | 6.8666 | 1008 | 13.9594 | 8.23 | 1.2103 | 0 | 414 | 11367.9224 | 354667.6273 | 3106.8884 | 0 | 11277.2467 | 0 | 0 | 0 | 2083 | 16.1186 | 15.1755 | 5.43 | 5.43 | 9.7469 | 8.23 | 8.23 | 8.8071 | 8.4344 | 10.3857 | 6.8666 | 0.27649 | 0.37278 | 3562 | 1008 | 0 | 1.2103 | 0 |  |  |  | 0.5 | 1.0656 | 3106.8884 | 0
2084 | 1972 | 12.4707 | 5.43 | 0.026463 | 5.4035 | 7.1938 | 0.30464 |  |  |  |  | 8.23 | 0 | 8.23 | 0 | 0 | 0 | 8.23 | 8.23 | -1.2335 | 9.1521 | -2.2855 | 3545 | 0.65373 | 0 | 0.37278 | 1157 | 9.5 | -0.67378 | 1195 | 0 | 0 | 0.31528 | 8.5109 | -7.7574e-10 | 6.8666 | 1008 | 13.4213 | 8.23 | 1.1738 | 0 | 413.5 | 11367.9224 | 354239.2847 | 3103.1361 | 0 | 11383.0372 | 0 | 0 | 0 | 2084 | 13.4397 | 14.6495 | 5.43 | 5.4035 | 7.1938 | 8.23 | 8.23 | 8.8837 | 8.5109 | 9.1521 | 6.8666 | 0.30464 | 0.37278 | 3545 | 1008 | 0 | 1.1738 | 0 |  |  |  | 0.5 | 0.98906 | 3103.1361 | 0
2085 | 1973 | 19.2919 | 5.43 | 0 | 5.43 | 13.6475 | 0.27475 |  |  |  |  | 8.23 | 0 | 8.23 | 0 | 0 | 0 | 8.23 | 8.23 | 4.7313 | 13.8835 | -7.0168 | 3602 | 1.3625 | 0 | 0.37278 | 1157 | 9.5 | -0.039874 | 1195 | 0 | 0 | 0.24042 | 9.2197 | -1.5518e-11 | 6.8666 | 1008 | 14.4202 | 8.23 | 0.53987 | 0 | 433.5 | 11367.9224 | 371372.9865 | 3253.2274 | 0 | 12362.0321 | 0 | 0 | 0 | 2085 | 20.8948 | 15.7158 | 5.43 | 5.43 | 13.6475 | 8.23 | 8.23 | 9.5925 | 9.2197 | 13.8835 | 6.8666 | 0.27475 | 0.37278 | 3602 | 1008 | 0 | 0.53987 | 0 |  |  |  | 0.5 | 0.2803 | 3253.2274 | 0
2086 | 1974 | 13.3788 | 5.43 | 0 | 5.43 | 8.03 | 0.38181 |  |  |  |  | 8.23 | 0 | 8.23 | 0 | 0 | 0 | 8.23 | 8.23 | -0.53522 | 13.3482 | -6.4816 | 3596 | 0.74403 | 0 | 0.37278 | 1157 | 9.5 | -0.88348 | 1195 | 0 | 0 | 0.015266 | 8.6013 | -3.0813e-13 | 6.8666 | 1008 | 14.6729 | 8.23 | 1.3835 | 0 | 459 | 11367.9224 | 393218.4563 | 3444.5937 | 0 | 11507.7772 | 0 | 0 | 0 | 2086 | 14.1381 | 15.9618 | 5.43 | 5.43 | 8.03 | 8.23 | 8.23 | 8.974 | 8.6013 | 13.3482 | 6.8666 | 0.38181 | 0.37278 | 3596 | 1008 | 0 | 1.3835 | 0 |  |  |  | 0.5 | 0.89875 | 3444.5937 | 0
2087 | 1975 | 16.8734 | 5.43 | 0 | 5.43 | 11.3499 | 0.36994 |  |  |  |  | 8.23 | 0 | 8.23 | 0 | 0 | 0 | 8.23 | 8.23 | 2.53 | 15.8782 | -9.0116 | 3622 | 0.71117 | 0 | 0.37278 | 1157 | 9.5 | -0.93161 | 1195 | 0 | 0 | 0 | 8.5684 | 0 | 6.8666 | 1008 | 14.4648 | 8.23 | 1.4316 | 0 | 469 | 11367.9224 | 401785.3072 | 3519.6393 | 0 | 11462.3848 | 0 | 0 | 0 | 2087 | 17.5846 | 15.6306 | 5.43 | 5.43 | 11.3499 | 8.23 | 8.23 | 8.9412 | 8.5684 | 15.8782 | 6.8666 | 0.36994 | 0.37278 | 3622 | 1008 | 0 | 1.4316 | 0 |  |  |  | 0.5 | 0.93161 | 3519.6393 | 0
2088 | 1976 | 11.3449 | 5.43 | 0.082754 | 5.3472 | 6.1806 | 0.42417 |  |  |  |  | 8.23 | 0 | 8.23 | 0 | 0 | 0 | 8.23 | 8.23 | -2.2757 | 13.6025 | -6.7359 | 3599 | 0.63458 | 0 | 0.37278 | 1157 | 9.5 | -0.71232 | 1195 | 0 | 0 | 0.29588 | 8.4918 | 0 | 6.8666 | 1008 | 14.4316 | 8.23 | 1.2123 | 0 | 470.5 | 11367.9224 | 403070.3349 | 3530.8961 | 0 | 11356.591 | 0 | 0 | 0 | 2088 | 12.2754 | 15.5298 | 5.43 | 5.3472 | 6.1806 | 8.23 | 8.23 | 8.8646 | 8.4918 | 13.6025 | 6.8666 | 0.42417 | 0.37278 | 3599 | 1008 | 0 | 1.2123 | 0 |  |  |  | 0.5 | 1.0082 | 3530.8961 | 0
2089 | 1977 | 5.5419 | 5.43 | 0.37291 | 5.0571 | 0.95787 | 0.37571 |  |  |  |  | 8.23 | 0 | 8.23 | 0 | 0 | 0 | 8.23 | 8.23 | -7.036 | 6.5665 | 0.30011 | 3503 | 0.42927 | 0 | 0.37278 | 1157 | 9.5 | -0.74352 | 1195 | 0 | 0 | 0.47 | 8.2865 | 0 | 6.8666 | 1008 | 13.7994 | 8.23 | 1.2435 | 0 | 411 | 11367.9224 | 352097.572 | 3084.3747 | 0 | 11073.0051 | 0 | 0 | 0 | 2089 | 6.4411 | 14.8591 | 5.43 | 5.0571 | 0.95787 | 8.23 | 8.23 | 8.6593 | 8.2865 | 6.5665 | 6.8666 | 0.37571 | 0.37278 | 3503 | 1008 | 0 | 1.2435 | 0 |  |  |  | 0.5 | 1.2135 | 3084.3747 | 0
2090 | 1978 | 15.0377 | 5.43 | 0 | 5.43 | 9.606 | 0.21161 |  |  |  |  | 8.23 | 0 | 8.23 | 0 | 0 | 0 | 8.23 | 8.23 | 1.0712 | 7.6377 | -0.77113 | 3521 | 1.2406 | 0 | 0.37278 | 1157 | 9.5 | -0.01095 | 1195 | 0 | 0 | 0.39124 | 9.0978 | 0 | 6.8666 | 1008 | 13.9461 | 8.23 | 0.51095 | 0 | 372 | 11367.9224 | 318686.8535 | 2791.6968 | 0 | 12193.6573 | 0 | 0 | 0 | 2090 | 16.6695 | 15.0474 | 5.43 | 5.43 | 9.606 | 8.23 | 8.23 | 9.4706 | 9.0978 | 7.6377 | 6.8666 | 0.21161 | 0.37278 | 3521 | 1008 | 0 | 0.51095 | 0 |  |  |  | 0.5 | 0.4022 | 2791.6968 | 0
2091 | 1979 | 17.9628 | 5.43 | 0 | 5.43 | 12.3849 | 0.237 |  |  |  |  | 8.23 | 0 | 8.23 | 0 | 0 | 0 | 8.23 | 8.23 | 3.6044 | 11.2422 | -4.0353 | 3572 | 1.3313 | 0 | 0.37278 | 1157 | 9.5 | 0 | 1195 | 0 | 0 | 0.65864 | 8.8414 | 0.34025 | 7.2069 | 1014 | 14.2504 | 8.23 | 0.5 | 0 | 406.5 | 11367.9224 | 348242.4891 | 3050.6042 | 0 | 11839.4323 | 0 | 0 | 0 | 2091 | 19.9528 | 15.4055 | 5.43 | 5.43 | 12.3849 | 8.23 | 8.23 | 9.5613 | 8.8414 | 11.2422 | 7.2069 | 0.237 | 0.37278 | 3572 | 1014 | 0 | 0.5 | 0 |  |  |  | 0.5 | 0.65864 | 3050.6042 | 0
2092 | 1980 | 17.608 | 5.43 | 0 | 5.43 | 12.0478 | 0.32382 |  |  |  |  | 8.23 | 0 | 8.23 | 0 | 0 | 0 | 8.23 | 8.23 | 3.2144 | 14.4566 | -6.6955 | 3608 | 1.5617 | 0 | 0.38515 | 1157 | 9.5 | 0 | 1195 | 0 | 0 | 0.65904 | 8.841 | 0.55425 | 7.7611 | 1023 | 14.4696 | 8.23 | 0.5 | 0 | 450 | 11367.9224 | 385508.2905 | 3377.0526 | 0 | 11838.8868 | 0 | 0 | 0 | 2092 | 19.8287 | 15.7343 | 5.43 | 5.43 | 12.0478 | 8.23 | 8.23 | 9.7917 | 8.841 | 14.4566 | 7.7611 | 0.32382 | 0.38515 | 3608 | 1023 | 0 | 0.5 | 0 |  |  |  | 0.5 | 0.65904 | 3377.0526 | 0
2093 | 1981 | 8.8326 | 5.43 | 0.20837 | 5.2216 | 3.9196 | 0.39433 |  |  |  |  | 8.23 | 0 | 8.23 | 0 | 0 | 0 | 8.23 | 8.23 | -4.3284 | 10.1282 | -2.8505 | 3558 | 0.7497 | 0 | 0.40363 | 1157 | 9.5 | 0 | 1195 | 0 | 0 | 0.43066 | 9.0693 | -0.48341 | 7.2777 | 1015 | 13.8343 | 8.23 | 0.5 | 0 | 443 | 11367.9224 | 379511.4949 | 3324.5207 | 0 | 12154.344 | 0 | 0 | 0 | 2093 | 10.013 | 15.1238 | 5.43 | 5.2216 | 3.9196 | 8.23 | 8.23 | 8.9797 | 9.0693 | 10.1282 | 7.2777 | 0.39433 | 0.40363 | 3558 | 1015 | 0 | 0.5 | 0 |  |  |  | 0.5 | 0.43066 | 3324.5207 | 0
2094 | 1982 | 16.7978 | 5.43 | 0 | 5.43 | 11.2781 | 0.29733 |  |  |  |  | 8.23 | 0 | 8.23 | 0 | 0 | 0 | 8.23 | 8.23 | 2.5307 | 12.6589 | -5.7042 | 3589 | 1.046 | 0 | 0.38721 | 1157 | 9.5 | 0 | 1195 | 0 | 0 | 0.28164 | 9.2184 | -0.32299 | 6.9547 | 1010 | 14.267 | 8.23 | 0.5 | 0 | 433.5 | 11367.9224 | 371372.9865 | 3253.2274 | 0 | 12360.1826 | 0 | 0 | 0 | 2094 | 18.1254 | 15.5923 | 5.43 | 5.43 | 11.2781 | 8.23 | 8.23 | 9.276 | 9.2184 | 12.6589 | 6.9547 | 0.29733 | 0.38721 | 3589 | 1010 | 0 | 0.5 | 0 |  |  |  | 0.5 | 0.28164 | 3253.2274 | 0
2095 | 1983 | 24.5607 | 5.43 | 0 | 5.43 | 18.6528 | 0.35647 |  |  |  |  | 8.23 | 0 | 8.23 | 0 | 0 | 0 | 8.23 | 8.23 | 9.2611 | 21.9199 | -14.8394 | 3671 | 1.6077 | 0 | 0.3769 | 1157 | 9.5 | 0 | 1195 | 0 | 0 | 0.16757 | 9.3324 | 0.12582 | 7.0805 | 1012 | 14.7939 | 8.23 | 0.5 | 0 | 490 | 11367.9224 | 419775.6941 | 3677.2351 | 0 | 12517.7368 | 0 | 0 | 0 | 2095 | 26.336 | 16.1365 | 5.43 | 5.43 | 18.6528 | 8.23 | 8.23 | 9.8377 | 9.3324 | 21.9199 | 7.0805 | 0.35647 | 0.3769 | 3671 | 1012 | 0 | 0.5 | 0 |  |  |  | 0.5 | 0.16757 | 3677.2351 | 0
2096 | 1984 | 25.3489 | 5.43 | 0 | 5.43 | 19.4016 | 0.55034 |  |  |  |  | 8.23 | 0 | 8.23 | 0 | 7.5412 | 1.2 | 16.9712 | 9.1041 | 1.7296 | 23.6496 | -8.0106 | 3683 | 1.3993 | 0 | 0.38103 | 1157 | 9.5 | 0 | 1195 | 0 | 0 | 0.24357 | 9.2564 | 8.5585 | 15.639 | 1122 | 15.9909 | 9.1041 | 0.5 | 0 | 537 | 23442.0136 | 948657.2014 | 8310.2371 | 417 | 12412.764 | 390071.8964 | 3417.0298 | 0 | 2096 | 26.9918 | 17.4218 | 5.43 | 5.43 | 19.4016 | 16.9712 | 9.1041 | 18.3706 | 9.2564 | 23.6496 | 15.639 | 0.55034 | 0.38103 | 3683 | 1122 | 0 | 0.5 | 0 |  |  |  | 0.5 | 0.24357 | 8310.2371 | 3417.0298
2097 | 1985 | 21.4635 | 5.43 | 0 | 5.43 | 15.7105 | 0.58561 |  |  |  |  | 8.23 | 0 | 8.23 | 0 | 5.5445 | 1.2 | 14.9745 | 9.7786 | 0.13837 | 23.788 | -1.9502 | 3684 | 1.0223 | 0 | 0.63794 | 1157 | 9.5 | 0 | 1195 | 0 | 0 | 0.46643 | 9.0336 | 6.1988 | 21.8377 | 1177 | 16.4499 | 9.7786 | 0.5 | 0 | 543.5 | 20683.9714 | 847175.8852 | 7421.2608 | 499.5 | 12104.9287 | 455656.7808 | 3991.5534 | 0 | 2097 | 22.9522 | 17.9586 | 5.43 | 5.43 | 15.7105 | 14.9745 | 9.7786 | 15.9968 | 9.0336 | 23.788 | 21.8377 | 0.58561 | 0.63794 | 3684 | 1177 | 0 | 0.5 | 0 |  |  |  | 0.5 | 0.46643 | 7421.2608 | 3991.5534
2098 | 1986 | 22.5609 | 5.43 | 0 | 5.43 | 16.753 | 0.5886 |  |  |  |  | 8.23 | 0 | 8.23 | 0 | 5.9058 | 2.0166 | 16.1524 | 10.5708 | 0.01107 | 23.799 | 2.3831 | 3684 | 0.68969 | 0 | 0.84657 | 1157 | 10 | 0 | 1195 | 1.7965 | 0 | 0.23407 | 11.5624 | 4.3444 | 26.1822 | 1208 | 17.5715 | 10.5708 | 0 | 1.7965 | 544 | 22310.9724 | 914655.4091 | 8012.3814 | 542.5 | 15597.9825 | 637688.0518 | 5586.1473 | 0 | 2098 | 23.4847 | 19.0795 | 5.43 | 5.43 | 16.753 | 16.1524 | 10.5708 | 16.8421 | 11.5624 | 23.799 | 26.1822 | 0.5886 | 0.84657 | 3684 | 1208 | 0 | 0 | 1.7965 |  |  |  | 0 | 0 | 8012.3814 | 5586.1473
2099 | 1987 | 17.0122 | 5.43 | 0 | 5.43 | 11.4817 | 0.5886 |  |  |  |  | 8.23 | 0 | 8.23 | 0 | 1.014 | 1.6482 | 10.8922 | 10.837 | 0.00088558 | 23.7999 | 2.4569 | 3684 | 0.99671 | 0 | 0.97472 | 1157 | 10 | 0 | 1195 | 1.428 | 0 | 0.59007 | 10.838 | 0.074681 | 26.2569 | 1208 | 18.7185 | 10.837 | 0 | 1.428 | 544 | 15045.1297 | 616786.6227 | 5403.0508 | 558 | 14597.2912 | 613827.8365 | 5377.1318 | 0 | 2099 | 18.599 | 20.2953 | 5.43 | 5.43 | 11.4817 | 10.8922 | 10.837 | 11.8889 | 10.838 | 23.7999 | 26.2569 | 0.5886 | 0.97472 | 3684 | 1208 | 0 | 0 | 1.428 |  |  |  | 0 | 0 | 5403.0508 | 5377.1318
2100 | 1988 | 11.8532 | 5.43 | 0.05734 | 5.3727 | 6.6381 | 0.5886 |  |  |  |  | 8.23 | 0 | 8.23 | 0 | 0 | 0 | 8.23 | 10.837 | -2.0061 | 21.7938 | 3.1893 | 3670 | 0.8619 | 0 | 0.97472 | 1157 | 10 | 0 | 1195 | 0.066879 | 0 | 0.64996 | 9.4169 | -1.2737 | 24.9831 | 1200 | 18.4001 | 10.837 | 0 | 0.066879 | 537 | 11367.9224 | 460039.8933 | 4029.9495 | 554 | 12634.4357 | 527479.6655 | 4620.7219 | 0 | 2100 | 13.3651 | 19.9649 | 5.43 | 5.3727 | 6.6381 | 8.23 | 10.837 | 9.0919 | 9.4169 | 21.7938 | 24.9831 | 0.5886 | 0.97472 | 3670 | 1200 | 0 | 0 | 0.066879 |  |  |  | 0.5 | 0.083086 | 4029.9495 | 4620.7219
2101 | 1989 | 10.1909 | 5.43 | 0.14046 | 5.2895 | 5.142 | 0.54742 |  |  |  |  | 8.23 | 0 | 8.23 | 0 | 0 | 0 | 8.23 | 10.837 | -3.3446 | 18.4492 | 5.1101 | 3644 | 0.70476 | 0 | 0.9418 | 1157 | 10 | 0 | 1195 | 0 | 0 | 0.55419 | 9.4458 | -1.4238 | 23.5593 | 1190 | 17.6229 | 10.837 | 0 | 0 | 517 | 11367.9224 | 442906.1915 | 3879.8582 | 545 | 12674.3474 | 520549.7209 | 4560.0156 | 0 | 2101 | 11.4498 | 19.1146 | 5.43 | 5.2895 | 5.142 | 8.23 | 10.837 | 8.9348 | 9.4458 | 18.4492 | 23.5593 | 0.54742 | 0.9418 | 3644 | 1190 | 0 | 0 | 0 |  |  |  | 0.5 | 0.054191 | 3879.8582 | 4560.0156
2102 | 1990 | 9.3693 | 5.43 | 0.18153 | 5.2485 | 4.4026 | 0.47755 |  |  |  |  | 8.23 | 0 | 8.23 | 0 | 0 | 0 | 8.23 | 10.837 | -3.9606 | 14.4886 | 7.5763 | 3608 | 0.62373 | 0 | 0.90265 | 1157 | 10 | 0 | 1195 | 0 | 0 | 0.52401 | 9.476 | -1.4944 | 22.0649 | 1179 | 16.799 | 10.837 | 0 | 0 | 486 | 11367.9224 | 416348.9538 | 3647.2168 | 534.5 | 12716.0429 | 512200.269 | 4486.8744 | 0 | 2102 | 10.5171 | 18.1834 | 5.43 | 5.2485 | 4.4026 | 8.23 | 10.837 | 8.8537 | 9.476 | 14.4886 | 22.0649 | 0.47755 | 0.90265 | 3608 | 1179 | 0 | 0 | 0 |  |  |  | 0.5 | 0.024005 | 3647.2168 | 4486.8744
2103 | 1991 | 12.2599 | 5.43 | 0.037006 | 5.393 | 7.0041 | 0.39433 |  |  |  |  | 8.23 | 0 | 8.23 | 0 | 0 | 0 | 8.23 | 10.837 | -1.4906 | 12.998 | 7.8541 | 3593 | 0.95902 | 0 | 0.85537 | 1157 | 10 | 0 | 1195 | 0 | 0 | 0.42879 | 9.5712 | -1.2128 | 20.8521 | 1169 | 17.1417 | 10.837 | 0 | 0 | 460.5 | 11367.9224 | 394503.484 | 3455.8505 | 524 | 12847.5616 | 507331.8233 | 4444.2268 | 0 | 2103 | 13.6477 | 18.5469 | 5.43 | 5.393 | 7.0041 | 8.23 | 10.837 | 9.189 | 9.5712 | 12.998 | 20.8521 | 0.39433 | 0.85537 | 3593 | 1169 | 0 | 0 | 0 |  |  |  | 0.42879 | 0 | 3455.8505 | 4444.2268
2104 | 1992 | 11.0226 | 5.43 | 0.09887 | 5.3311 | 5.8905 | 0.36417 |  |  |  |  | 8.23 | 0 | 8.23 | 0 | 0 | 0 | 8.23 | 10.837 | -2.4874 | 10.5106 | 9.6795 | 3563 | 1.298 | 0 | 0.81137 | 1157 | 10 | 0 | 1195 | 0 | 0 | 0.60793 | 9.3921 | -0.66192 | 20.1902 | 1164 | 16.5642 | 10.837 | 0 | 0 | 438 | 11367.9224 | 375228.0694 | 3286.9979 | 516.5 | 12600.1211 | 490439.1744 | 4296.2472 | 0 | 2104 | 12.9285 | 18.0272 | 5.43 | 5.3311 | 5.8905 | 8.23 | 10.837 | 9.528 | 9.3921 | 10.5106 | 20.1902 | 0.36417 | 0.81137 | 3563 | 1164 | 0 | 0 | 0 |  |  |  | 0.5 | 0.10793 | 3286.9979 | 4296.2472
2105 | 1993 | 18.1917 | 5.43 | 0 | 5.43 | 12.6023 | 0.30656 |  |  |  |  | 8.23 | 0 | 8.23 | 0 | 0 | 0 | 8.23 | 10.837 | 3.7405 | 14.2512 | 6.5515 | 3606 | 1.9944 | 0 | 0.78937 | 1157 | 10 | 0 | 1195 | 0 | 0 | 1.19 | 8.81 | 0.61247 | 20.8027 | 1169 | 15.9273 | 10.837 | 0 | 0 | 444.5 | 11367.9224 | 380796.5225 | 3335.7775 | 516.5 | 11796.1483 | 459145.8459 | 4022.1176 | 0 | 2105 | 21.3761 | 17.5312 | 5.43 | 5.43 | 12.6023 | 8.23 | 10.837 | 10.2244 | 8.81 | 14.2512 | 20.8027 | 0.30656 | 0.78937 | 3606 | 1169 | 0 | 0 | 0 |  |  |  | 0.5 | 0.68998 | 3335.7775 | 4022.1176
2106 | 1994 | 10.7286 | 5.43 | 0.11357 | 5.3164 | 5.6259 | 0.39016 |  |  |  |  | 8.23 | 0 | 8.23 | 0 | 0 | 0 | 8.23 | 9.9629 | -2.7547 | 11.4965 | 7.8195 | 3576 | 0.65117 | 0 | 0.81137 | 1157 | 10 | 0 | 1195 | 0 | 0 | 0.41317 | 9.5868 | -1.4867 | 19.316 | 1156 | 14.4653 | 9.9629 | 0 | 0 | 451 | 11367.9224 | 386364.9756 | 3384.5572 | 512.5 | 12869.1383 | 497030.9664 | 4353.9913 | 0 | 2106 | 11.7929 | 16.0113 | 5.43 | 5.3164 | 5.6259 | 8.23 | 9.9629 | 8.8812 | 9.5868 | 11.4965 | 19.316 | 0.39016 | 0.81137 | 3576 | 1156 | 0 | 0 | 0 |  |  |  | 0.41317 | 0 | 3384.5572 | 4353.9913
2107 | 1995 | 20.1312 | 5.43 | 0 | 5.43 | 14.4448 | 0.33149 |  |  |  |  | 8.23 | 0 | 8.23 | 0 | 0 | 0 | 8.23 | 9.2885 | 5.4126 | 16.9091 | 2.4502 | 3631 | 1.4781 | 0 | 0.75511 | 1157 | 9.5 | 0 | 1195 | 0 | 0 | 0.59118 | 8.9088 | 0.043294 | 19.3593 | 1157 | 14.332 | 9.2885 | 0.5 | 0 | 463.5 | 11367.9224 | 397073.5392 | 3478.3642 | 506.5 | 11932.6139 | 455465.1441 | 3989.8747 | 0 | 2107 | 22.2005 | 15.9361 | 5.43 | 5.43 | 14.4448 | 8.23 | 9.2885 | 9.7081 | 8.9088 | 16.9091 | 19.3593 | 0.33149 | 0.75511 | 3631 | 1157 | 0 | 0.5 | 0 |  |  |  | 0.5 | 0.59118 | 3478.3642 | 3989.8747
2108 | 1996 | 14.6286 | 5.43 | 0 | 5.43 | 9.2173 | 0.44577 |  |  |  |  | 8.23 | 0 | 8.23 | 0 | 0 | 0 | 8.23 | 8.4962 | 0.49821 | 17.4073 | 0.46384 | 3635 | 0.57207 | 0 | 0.75927 | 1157 | 10 | 0 | 1195 | 0 | 0 | 0.43871 | 9.5613 | -1.4881 | 17.8711 | 1144 | 13.5388 | 8.4962 | 0 | 0 | 493 | 11367.9224 | 422345.7494 | 3699.7488 | 500.5 | 12833.8529 | 484062.2885 | 4240.3856 | 0 | 2108 | 15.6393 | 15.1516 | 5.43 | 5.43 | 9.2173 | 8.23 | 8.4962 | 8.8021 | 9.5613 | 17.4073 | 17.8711 | 0.44577 | 0.75927 | 3635 | 1144 | 0 | 0 | 0 |  |  |  | 0.43871 | 0 | 3699.7488 | 4240.3856
2109 | 1997 | 21.1259 | 5.43 | 0 | 5.43 | 15.3898 | 0.45538 |  |  |  |  | 8.23 | 0 | 8.23 | 0 | 0 | 0.31174 | 8.5417 | 8.2612 | 5.8813 | 23.2886 | -6.0699 | 3680 | 0.76582 | 0 | 0.70512 | 1157 | 9.5 | 0 | 1195 | 0 | 0 | 0.23181 | 9.2682 | -0.65244 | 17.2187 | 1138 | 13.9502 | 8.2612 | 0.5 | 0 | 517.5 | 11798.5169 | 460127.1742 | 4030.714 | 491 | 12429.0102 | 459894.4252 | 4028.6752 | 0 | 2109 | 22.1236 | 15.5041 | 5.43 | 5.43 | 15.3898 | 8.5417 | 8.2612 | 9.3076 | 9.2682 | 23.2886 | 17.2187 | 0.45538 | 0.70512 | 3680 | 1138 | 0 | 0.5 | 0 |  |  |  | 0.5 | 0.23181 | 4030.714 | 4028.6752
2110 | 1998 | 17.2816 | 5.43 | 0 | 5.43 | 11.7377 | 0.57662 |  |  |  |  | 8.23 | 0 | 8.23 | 0 | 1.2196 | 1.2 | 10.6496 | 8.5031 | 0.4705 | 23.7591 | -4.7853 | 3684 | 1.2065 | 0 | 0.68285 | 1157 | 9.5 | 0 | 1195 | 0 | 0 | 0.11757 | 9.3824 | 1.7551 | 18.9738 | 1154 | 14.493 | 8.5031 | 0.5 | 0 | 542 | 14710.1137 | 600835.2779 | 5263.317 | 496 | 12586.8085 | 470475.9326 | 4121.3692 | 0 | 2110 | 18.6057 | 16.0281 | 5.43 | 5.43 | 11.7377 | 10.6496 | 8.5031 | 11.8562 | 9.3824 | 23.7591 | 18.9738 | 0.57662 | 0.68285 | 3684 | 1154 | 0 | 0.5 | 0 |  |  |  | 0.5 | 0.11757 | 5263.317 | 4121.3692
2111 | 1999 | 16.6497 | 5.43 | 0 | 5.43 | 11.1374 | 0.5886 |  |  |  |  | 8.23 | 0 | 8.23 | 0 | 1.0779 | 1.2 | 10.5079 | 8.7309 | 0.03764 | 23.7967 | -3.4724 | 3684 | 0.64512 | 0 | 0.74677 | 1157 | 9.5 | 0 | 1195 | 0 | 0 | 0.47185 | 9.0281 | 1.3505 | 20.3243 | 1165 | 15.1389 | 8.7309 | 0.5 | 0 | 544 | 14514.3204 | 595025.687 | 5212.425 | 509.5 | 12097.4388 | 464491.4592 | 4068.9452 | 0 | 2111 | 17.7667 | 16.6598 | 5.43 | 5.43 | 11.1374 | 10.5079 | 8.7309 | 11.153 | 9.0281 | 23.7967 | 20.3243 | 0.5886 | 0.74677 | 3684 | 1165 | 0 | 0.5 | 0 |  |  |  | 0.5 | 0.47185 | 5212.425 | 4068.9452
2112 | 2000 | 11.1854 | 5.43 | 0.090732 | 5.3393 | 6.037 | 0.5886 |  |  |  |  | 8.23 | 0 | 8.23 | 0 | 0 | 0 | 8.23 | 8.7309 | -2.5591 | 21.2377 | -2.5574 | 3666 | 0.48366 | 0 | 0.79377 | 1157 | 10 | 0 | 1195 | 0 | 0 | 0.4025 | 9.5975 | -1.6441 | 18.6802 | 1151 | 15.3205 | 8.7309 | 0 | 0 | 535 | 11367.9224 | 458326.5232 | 4014.9403 | 508 | 12883.8789 | 493231.1042 | 4320.7045 | 0 | 2112 | 12.0715 | 16.8152 | 5.43 | 5.3393 | 6.037 | 8.23 | 8.7309 | 8.7137 | 9.5975 | 21.2377 | 18.6802 | 0.5886 | 0.79377 | 3666 | 1151 | 0 | 0 | 0 |  |  |  | 0.4025 | 0 | 4014.9403 | 4320.7045
2113 | 2001 | 11.0316 | 5.43 | 0.098422 | 5.3316 | 5.8986 | 0.53575 |  |  |  |  | 8.23 | 0 | 8.23 | 0 | 0 | 0 | 8.23 | 8.7309 | -2.6378 | 18.5999 | -0.84745 | 3645 | 0.56974 | 0 | 0.73428 | 1157 | 9.5 | 0 | 1195 | 0 | 0 | 0.48777 | 9.0122 | -0.92783 | 17.7524 | 1143 | 15.1977 | 8.7309 | 0.5 | 0 | 515.5 | 11367.9224 | 441621.1639 | 3868.6014 | 497 | 12075.4571 | 452272.3922 | 3961.9062 | 0 | 2113 | 12.0891 | 16.6594 | 5.43 | 5.3316 | 5.8986 | 8.23 | 8.7309 | 8.7997 | 9.0122 | 18.5999 | 17.7524 | 0.53575 | 0.73428 | 3645 | 1143 | 0 | 0.5 | 0 |  |  |  | 0.5 | 0.48777 | 3868.6014 | 3961.9062
2114 | 2002 | 6.2373 | 5.43 | 0.33813 | 5.0919 | 1.5838 | 0.48009 |  |  |  |  | 8.23 | 0 | 8.23 | 0 | 0 | 0 | 8.23 | 8.7309 | -6.5562 | 12.0437 | 4.5027 | 3582 | 0.35376 | 0 | 0.70096 | 1157 | 9.5 | 0 | 1195 | 0 | 0 | 0.38654 | 9.1135 | -1.206 | 16.5464 | 1131 | 14.7192 | 8.7309 | 0.5 | 0 | 473.5 | 11367.9224 | 405640.3901 | 3553.4098 | 487 | 12215.2779 | 448303.8005 | 3927.1413 | 0 | 2114 | 6.9776 | 16.0643 | 5.43 | 5.0919 | 1.5838 | 8.23 | 8.7309 | 8.5838 | 9.1135 | 12.0437 | 16.5464 | 0.48009 | 0.70096 | 3582 | 1131 | 0 | 0.5 | 0 |  |  |  | 0.5 | 0.38654 | 3553.4098 | 3927.1413
2115 | 2003 | 10.4312 | 5.43 | 0.12844 | 5.3016 | 5.3583 | 0.343 |  |  |  |  | 8.23 | 0 | 8.23 | 0 | 0 | 0 | 8.23 | 8.7309 | -2.9575 | 9.0861 | 6.506 | 3544 | 0.52396 | 0 | 0.6632 | 1157 | 9.5 | 0 | 1195 | 0 | 0 | 0.43557 | 9.0644 | -0.9542 | 15.5922 | 1122 | 13.9431 | 8.7309 | 0.5 | 0 | 423 | 11367.9224 | 362377.7931 | 3174.4295 | 476.5 | 12147.5563 | 436206.302 | 3821.1672 | 0 | 2115 | 11.3908 | 15.0658 | 5.43 | 5.3016 | 5.3583 | 8.23 | 8.7309 | 8.754 | 9.0644 | 9.0861 | 15.5922 | 0.343 | 0.6632 | 3544 | 1122 | 0 | 0.5 | 0 |  |  |  | 0.5 | 0.43557 | 3174.4295 | 3821.1672
2116 | 2004 | 9.3767 | 5.43 | 0.18117 | 5.2488 | 4.4092 | 0.27302 |  |  |  |  | 8.23 | 0 | 8.23 | 0 | 0 | 0 | 8.23 | 8.7309 | -3.7663 | 5.3198 | 9.5927 | 3477 | 0.72648 | 0 | 0.63794 | 1157 | 9.5 | 0 | 1195 | 0 | 0 | 0.48798 | 9.012 | -0.67962 | 14.9125 | 1114 | 13.8079 | 8.7309 | 0.5 | 0 | 370.5 | 11367.9224 | 317401.8259 | 2780.44 | 468 | 12075.169 | 425872.0902 | 3730.6395 | 0 | 2116 | 10.5911 | 14.9456 | 5.43 | 5.2488 | 4.4092 | 8.23 | 8.7309 | 8.9565 | 9.012 | 5.3198 | 14.9125 | 0.27302 | 0.63794 | 3477 | 1114 | 0 | 0.5 | 0 |  |  |  | 0.5 | 0.48798 | 2780.44 | 3730.6395
2117 | 2005 | 16.9931 | 5.43 | 0 | 5.43 | 11.4636 | 0.17969 |  |  |  |  | 8.23 | 0 | 8.23 | 0 | 0 | 0 | 8.23 | 8.7309 | 2.8096 | 8.1294 | 6.2167 | 3529 | 0.859 | 0 | 0.6171 | 1157 | 9.5 | 0 | 1195 | 0 | 0 | 0.45009 | 9.0499 | -0.56645 | 14.3461 | 1108 | 13.4941 | 8.7309 | 0.5 | 0 | 363 | 11367.9224 | 310976.6877 | 2724.1558 | 461 | 12127.4949 | 421320.0565 | 3690.7637 | 0 | 2117 | 18.3022 | 14.5558 | 5.43 | 5.43 | 11.4636 | 8.23 | 8.7309 | 9.089 | 9.0499 | 8.1294 | 14.3461 | 0.17969 | 0.6171 | 3529 | 1108 | 0 | 0.5 | 0 |  |  |  | 0.5 | 0.45009 | 2724.1558 | 3690.7637
2118 | 2006 | 13.1301 | 5.43 | 0 | 5.43 | 7.7938 | 0.24924 |  |  |  |  | 8.23 | 0 | 8.23 | 0 | 0 | 0 | 8.23 | 8.7309 | -0.63062 | 7.4988 | 6.2958 | 3519 | 0.859 | 0 | 0.60187 | 1157 | 9.5 | 0 | 1195 | 0 | 0 | 0.45009 | 9.0499 | -0.55152 | 13.7946 | 1102 | 13.3443 | 8.7309 | 0.5 | 0 | 384 | 11367.9224 | 328967.0746 | 2881.7516 | 455 | 12127.4949 | 415836.4983 | 3642.7277 | 0 | 2118 | 14.4392 | 14.4357 | 5.43 | 5.43 | 7.7938 | 8.23 | 8.7309 | 9.089 | 9.0499 | 7.4988 | 13.7946 | 0.24924 | 0.60187 | 3519 | 1102 | 0 | 0.5 | 0 |  |  |  | 0.5 | 0.45009 | 2881.7516 | 3642.7277
Total: |  |  |  | Total UB Shortage |  |  | Total Powell Evap | [18 empty] | Total Mead Evap | [5 empty] | Total Mead Flood Release | [7 empty] | % of yrs with LB shortage | % of yrs with LB Surplus | [8 empty] | -4.1883e-18
|  |  |  | 4.8677 |  |  | 50.1079 | [18 empty] | 71.268 | [5 empty] | 12.4643 | [7 empty] | 56.76% | 18.02%
Average: |  | Average UB Nat Flow |  | % of YRS w. UB shrtg |  |  | Average Powell EVAP | [10 empty] | Average Powell Release |  |  | Average Powell Storage |  | Average Powell Elevation | Average Side Canyon |  | Average Mead Evap | [5 empty] | Average Mead Flood Release |  | Average Mead Release |  | Average Mead Storage | Average Mead Elevation |  |  | Total LB Shortage | Total LB Surplus |  |  | Average GC Power Production | Average GC Energy Production (GWh/yr) |  |  | Average MD Power Production | Average Mead Energy Production (GWh/yr)
|  | 15.0036 |  | 33.33% |  |  | 0.45142 | [10 empty] | 9.4078 |  |  | 17.2546 |  | 3634 | 0.86129 |  | 0.64205 | [5 empty] | 0.11229 | 0.45202 | 9.6455 |  | 15.439 | 1120 |  |  | 38.2772 | 49.0993 |  |  | 482777.9596 | 4229.1349 |  |  | 361504.8602 | 3166.7826
[34 empty] | Lower Basin: |  |  | 10 Year GC Flow
[34 empty] | % of years with surplus |  |  | MIN: | 8.23
[34 empty] | 31.5315 |  |  | AVG: | 9.4939
[34 empty] | % of years at 9.5 |  |  | MAX: | 13.1056
[25 empty] | -6.4596e-05 | [8 empty] | 0.9009
[25 empty] | 0.037674 | [8 empty] | % of years at 9.1
[25 empty] | 0.036624 | [8 empty] | 0
[25 empty] | 0.035704 | [8 empty] | % of years at 9.0
[25 empty] | 0.038732 | [8 empty] | 0
[25 empty] | 0.03531 | [8 empty] | % of years at 8.9
[25 empty] | 0.03531 | [8 empty] | 0
[25 empty] | 0.03531 | [8 empty] | % of years less than 8.9 maf
[25 empty] | 0.03847 | [8 empty] | 18.018
[25 empty] | 0.035441 | [8 empty] | 50.4505 | % total
0.035442
0.035573
0.084886
0.081181
0.080373
0.079565
0.081654
0.077949
0.076333
Note on D4: Niklas: this eq. goes in cell D5 after validation. Drag E8 to E7 & E6 as well
Note on E3: Gradual increase to 6.0 maf by CY2060
Note on H3: James L. Powell: Looks up from Powell evap
Note on V3: James Powell: MUST BE LIVE STORAGE

## Prelim. Ops.
Preliminary Mead Release Guidelines | [5 empty] | Preliminary Mead Release Guidelines | [5 empty] | Preliminary Mead Release Guidelines |  |  |  |  | Preliminary Mead Release Guidelines |  |  |  | Preliminary Mead Release Guidelines |  |  |  | Preliminary Mead Release Guidelines |  |  |  | Preliminary Mead Release Guidelines |  |  |  | Preliminary Mead Release Guidelines |  |  |  | Preliminary Mead Release Guidelines |  |  |  | Preliminary Mead Release Guidelines |  |  |  | Preliminary Mead Release Guidelines |  |  |  | Comparison of UB Depletions |  |  |  | Lower Basin Annual Surplus Schedules in CRSS (acre-ft)
Basin States Alternatives | [5 empty] | Basin States Alternatives | [5 empty] | Basin States Alternatives |  |  |  |  | Basin States Alternatives |  |  |  | Basin States Alternatives |  |  |  | Basin States Alternatives |  |  |  | Basin States Alternatives |  |  |  | No Action Alternative |  |  |  | No Action Alternative |  |  |  | No Action Alternative |  |  |  | No Action Alternative
2008-2116 | [5 empty] | 2017 | [5 empty] | 2018-2020 |  |  |  |  | 2021-2022 |  |  |  | 2023-2025 |  |  |  | 2026 |  |  |  | 2027-2117 |  |  |  | 2008 - 2016 |  |  |  | 2017 |  |  |  | 2018 |  |  |  | 2019 - 2118 |  |  |  |  | CRSS | LR | diff |  | Quant | FD | PD | 70R
[37 empty] | phase out of surpluses, not stated in DEIS, but used in USBR CRSS |  |  |  | phase out of surpluses, not stated in DEIS, but used in USBR CRSS | [7 empty] | avg | 5.0567 | 5.0361 | 0.020604 | Year |  |  |  |  | 2008-2116
| Pool El | Rel | [5 empty] | Pool El | Rel |  |  |  |  | Pool El | Rel |  |  | Pool El | Rel |  |  | Pool El | Rel |  |  | Pool El | Rel |  |  | Pool El | Rel |  |  | Pool El | Rel |  |  | Pool El | Rel |  |  | Pool El | Rel |  |  | Pool El | Rel | [5 empty] | 2008 | 6.7218 | 1.529 | 1.227 | 8.5903 | 6.7799 | 1.544 | 1.3146 | 8.6284
| 850 | 9.4 | 8.9 |  |  |  |  | 850 | 9.4 | 8.9 |  |  |  | 850 | 9.4 | 8.9 |  | 850 | 9.4 | 8.9 |  | 850 | 9.4 | 8.9 |  | 850 | 9.4 | 8.9 |  | 850 | 0 | 0 |  | 850 | 0 | 0 |  | 850 | 0 | 0 |  | 850 | 0 | 0 |  | 850 | 0 | 0 | 2008 | 4.543 | 4.54 | 0.003 | 2009 | 6.7408 | 1.533 | 1.249 | 8.6043
| 895 | 9.4 | 8.9 |  |  |  |  | 895 | 9.4 | 8.9 |  |  |  | 895 | 9.4 | 8.9 |  | 895 | 9.4 | 8.9 |  | 895 | 9.4 | 8.9 |  | 895 | 9.4 | 8.9 |  | 895 | 9.5 | 9 |  | 895 | 9.5 | 9 |  | 895 | 9.5 | 9 |  | 895 | 9.5 | 9 |  | 895 | 9.5 | 9 | 2009 | 4.575 | 4.57 | 0.005 | 2010 | 6.7618 | 1.537 | 1.271 | 8.6203 | 2017-2060
| 1000 | 9.4 | 8.9 |  |  |  |  | 1000 | 9.4 | 8.9 |  |  |  | 1000 | 9.4 | 8.9 |  | 1000 | 9.4 | 8.9 |  | 1000 | 9.4 | 8.9 |  | 1000 | 9.4 | 8.9 |  | 900 | 9.5 | 9 |  | 900 | 9.5 | 9 |  | 900 | 9.5 | 9 |  | 900 | 9.5 | 9 |  | 900 | 9.5 | 9 | 2010 | 4.704 | 4.68 | 0.024 | 2011 | 6.7708 | 1.541 | 1.293 | 8.6243 | 6.9176 | 1.5905 | 1.581 | 8.7013
| 1012 | 9.4 | 8.9 |  |  |  |  | 1012 | 9.4 | 8.9 |  |  |  | 1012 | 9.4 | 8.9 |  | 1012 | 9.4 | 8.9 |  | 1012 | 9.4 | 8.9 |  | 1012 | 9.4 | 8.9 |  | 1000 | 9.5 | 9 |  | 1000 | 9.5 | 9 |  | 1000 | 9.5 | 9 |  | 1000 | 9.5 | 9 |  | 1000 | 9.5 | 9 | 2011 | 4.717 | 4.695 | 0.022 | 2012 | 6.7968 | 1.545 | 1.315 | 8.6453
| 1025 | 9.5 | 9 |  |  |  |  | 1025 | 9.5 | 9 |  |  |  | 1025 | 9.5 | 9 |  | 1025 | 9.5 | 9 |  | 1025 | 9.5 | 9 |  | 1025 | 9.5 | 9 |  | 1000 | 9.5 | 9 | Shortage | 1000 | 9.5 | 9 | Shortage | 1000 | 9.5 | 9 | Shortage | 1000 | 9.5 | 9 | Shortage | 1000 | 9.5 | 9 | 2012 | 4.729 | 4.71 | 0.019 | 2013 | 6.8008 | 1.549 | 1.337 | 8.6443
Shortage | 1050 | 9.6 | 9.1 |  |  | Shortage |  | 1050 | 9.6 | 9.1 |  | Shortage |  | 1050 | 9.6 | 9.1 | Shortage | 1050 | 9.6 | 9.1 | Shortage | 1050 | 9.6 | 9.1 | Shortage | 1050 | 9.6 | 9.1 | Shortage | 1050 | 9.5 | 9 | Normal demands | 1050 | 10 | 9.5 | Normal demands | 1050 | 10 | 9.5 | Normal demands | 1050 | 10 | 9.5 | Normal demands | 1050 | 10 | 9.5 | 2013 | 4.742 | 4.725 | 0.017 | 2014 | 6.8048 | 1.552 | 1.359 | 8.6433
Normal demands | 1075 | 10 | 9.5 |  |  | Normal demands |  | 1075 | 10 | 9.5 |  | Normal demands |  | 1075 | 10 | 9.5 | Normal demands | 1075 | 10 | 9.5 | Normal demands | 1075 | 10 | 9.5 | Normal demands | 1075 | 10 | 9.5 | Normal demands | 1125 | 10 | 9.5 | Partial domestic surplus | 1125 | 10.4 | 9.9 | Partial domestic surplus | 1125 | 10 | 9.5 | Partial domestic surplus | 1125 | 10 | 9.5 | Partial domestic surplus | 1125 | 10 | 9.5 | 2014 | 4.754 | 4.74 | 0.014 | 2015 | 6.8088 | 1.553 | 1.379 | 8.6423
Full domestic surplus | 1145 | 10.5 | 10.1 |  |  | Full domestic surplus |  | 1150 | 10.4 | 9.9 |  | Full domestic surplus |  | 1160 | 10.4 | 9.9 | Full domestic surplus | 1180 | 10.4 | 9.9 | Full domestic surplus | 1195 | 10.4 | 9.9 | Full domestic surplus | 1200 | 10.4 | 9.9 | Full domestic surplus | 1145 | 10 | 9.5 | Full domestic surplus | 1145 | 10.5 | 10.1 | Full domestic surplus | 1160 | 10.4 | 9.9 | Full domestic surplus | 1145 | 10 | 9.5 | Full domestic surplus | 1145 | 10 | 9.5 | 2015 | 4.767 | 4.755 | 0.012 | 2016 | 6.8128 | 1.557 | 1.401 | 8.6413
Flood-control surplus | 1221 | 10.5 | 11.3 |  |  | Flood-control surplus |  | 1221 | 11.25 | 10.75 |  | Flood-control surplus |  | 1221 | 11.25 | 10.75 | Flood-control surplus | 1221 | 11.25 | 10.75 | Flood-control surplus | 1221 | 11.25 | 10.75 | Flood-control surplus | 1221 | 11.25 | 10.75 | Flood-control surplus | 1221 | 10 | 9.5 | Quantified surplus | 1200 | 11.25 | 10.75 | Quantified surplus | 1200 | 10.5 | 10.1 | Quantified surplus | 1180 | 10.4 | 9.9 | Quantified surplus | 1200 | 10 | 9.5 | 2016 | 4.779 | 4.77 | 0.009 | 2017 | 6.8168 | 1.4076 | 1.423 | 8.6403
WB Check | 1221 | 9999 | 9999 |  |  | WB Check |  | 1221 | 9999 | 9999 |  | WB Check |  | 1221 | 9999 | 9999 | WB Check | 1221 | 9999 | 9999 | WB Check | 1221 | 9999 | 9999 | WB Check | 1221 | 9999 | 9999 | WB Check | 1221 | 9999 | 9999 | Flood-control surplus | 1221 | 9999 | 9999 | Flood-control surplus | 1221 | 9999 | 9999 | Flood-control surplus | 1221 | 9999 | 9999 | Flood-control surplus | 1221 | 9999 | 9999 | 2017 | 4.791 | 4.785 | 0.006 | 2018 | 6.8208 | 1.4376 | 1.445 | 8.6393
[49 empty] | 2018 | 4.804 | 4.8 | 0.004 | 2019 | 6.8248 | 1.4676 | 1.467 | 8.6383
[49 empty] | 2019 | 4.816 | 4.815 | 0.001 | 2020 | 6.8298 | 1.5001 | 1.489 | 8.6383
[49 empty] | 2020 | 4.855 | 4.83 | 0.025 | 2021 | 6.8338 | 1.5126 | 1.511 | 8.6373
[49 empty] | 2021 | 4.869 | 4.845 | 0.024 | 2022 | 6.8388 | 1.5101 | 1.533 | 8.6373
FCY | BSA, 602(a) level |  | NA, 602(a) level |  | NA, Level 1 shortage trigger |  |  | Orig. NA 602(a) line taken from BSA |  |  | Orig. NA Level 1 shortage trigger | [37 empty] | 2022 | 4.883 | 4.86 | 0.023 | 2023 | 6.8428 | 1.5076 | 1.553 | 8.6363
| elev | maf | elev | maf | elev. | maf |  |  | elev. | maf |  | elev. | maf | [35 empty] | 2023 | 4.897 | 4.875 | 0.022 | 2024 | 6.8468 | 1.5076 | 1.555 | 8.6353
[49 empty] | 2024 | 4.911 | 4.89 | 0.021 | 2025 | 6.8518 | 1.5076 | 1.557 | 8.6353
2008 | 3636 | 17.4307 | 3636 | 18 | 1079 | 11.7295 |  |  | 3636 | 17.4307 |  | 1079 | 11.7295 | [35 empty] | 2025 | 4.925 | 4.905 | 0.02 | 2026 | 6.8558 | 1.5076 | 1.563 | 8.6343
2009 | 3639 | 17.7803 | 3639 | 18.2222 | 1082 | 11.9768 |  |  | 3639 | 17.7803 |  | 1082 | 11.9768 | [35 empty] | 2026 | 4.94 | 4.92 | 0.02 | 2027 | 6.8598 | 1.621 | 1.569 | 8.6383
2010 | 3642 | 18.1355 | 3642 | 18.4444 | 1083 | 12.0598 |  |  | 3642 | 18.1355 |  | 1083 | 12.0598 | [35 empty] | 2027 | 4.955 | 4.935 | 0.02 | 2028 | 6.8638 | 1.621 | 1.571 | 8.6423
2011 | 3643 | 18.2551 | 3643 | 18.6667 | 1084 | 12.1433 |  |  | 3643 | 18.2551 |  | 1084 | 12.1433 | [35 empty] | 2028 | 4.971 | 4.95 | 0.021 | 2029 | 6.8668 | 1.621 | 1.573 | 8.6453
2012 | 3645 | 18.4964 | 3645 | 18.8889 | 1085 | 12.227 |  |  | 3645 | 18.4964 |  | 1085 | 12.227 | [35 empty] | 2029 | 4.986 | 4.965 | 0.021 | 2030 | 6.8698 | 1.621 | 1.575 | 8.6483
2013 | 3646 | 18.6179 | 3646 | 19.1111 | 1086 | 12.3112 |  |  | 3646 | 18.6179 |  | 1086 | 12.3112 | [35 empty] | 2030 | 5.029 | 4.98 | 0.049 | 2031 | 6.8748 | 1.621 | 1.577 | 8.6533
2014 | 3648 | 18.863 | 3648 | 19.3333 | 1086 | 12.3112 |  |  | 3648 | 18.863 |  | 1086 | 12.3112 | [35 empty] | 2031 | 5.04 | 4.995 | 0.045 | 2032 | 6.8788 | 1.621 | 1.579 | 8.6573
2015 | 3649 | 18.9866 | 3649 | 19.5556 | 1087 | 12.3956 |  |  | 3649 | 18.9866 |  | 1087 | 12.3956 | [35 empty] | 2032 | 5.052 | 5.01 | 0.042 | 2033 | 6.8828 | 1.621 | 1.581 | 8.6613
2016 | 3651 | 19.2355 | 3651 | 19.7778 | 1088 | 12.4804 |  |  | 3651 | 19.2355 |  | 1088 | 12.4804 | [35 empty] | 2033 | 5.063 | 5.025 | 0.038 | 2034 | 6.8868 | 1.621 | 1.583 | 8.6653
2017 | 3651.7895 | 19.2355 | 3651.7895 | 20 | 1090 | 12.651 |  |  | 3651.7895 | 19.2355 |  | 1090 | 12.651 | [35 empty] | 2034 | 5.075 | 5.04 | 0.035 | 2035 | 6.8908 | 1.621 | 1.585 | 8.6693
2018 | 3654 | 19.6138 | 3654 | 20.1667 | 1091 | 12.7369 |  |  | 3654 | 19.6138 |  | 1091 | 12.7369 | [35 empty] | 2035 | 5.086 | 5.055 | 0.031 | 2036 | 6.8948 | 1.621 | 1.587 | 8.6733
2019 | 3654.9474 | 19.6138 | 3654.9474 | 20.3333 | 1093 | 12.9097 |  |  | 3654.9474 | 19.6138 |  | 1093 | 12.9097 | [35 empty] | 2036 | 5.097 | 5.07 | 0.027 | 2037 | 6.8998 | 1.621 | 1.589 | 8.6783
2020 | 3656.5263 | 19.8691 | 3656.5263 | 20.5 | 1094 | 12.9967 |  |  | 3656.5263 | 19.8691 |  | 1094 | 12.9967 | [35 empty] | 2037 | 5.109 | 5.085 | 0.024 | 2038 | 6.9038 | 1.621 | 1.591 | 8.6823
2021 | 3659 | 20.257 | 3659 | 20.6667 | 1095 | 13.0841 |  |  | 3659 | 20.257 |  | 1095 | 13.0841 | [35 empty] | 2038 | 5.12 | 5.1 | 0.02 | 2039 | 6.9078 | 1.621 | 1.593 | 8.6863
2022 | 3659.6842 | 20.257 | 3659.6842 | 20.8333 | 1096 | 13.1718 |  |  | 3659.6842 | 20.257 |  | 1096 | 13.1718 | [35 empty] | 2039 | 5.132 | 5.115 | 0.017 | 2040 | 6.9118 | 1.621 | 1.595 | 8.6903
2023 | 3662 | 20.6509 | 3662 | 21 | 1097 | 13.2599 |  |  | 3662 | 20.6509 |  | 1097 | 13.2599 | [35 empty] | 2040 | 5.15 | 5.13 | 0.02 | 2041 | 6.9158 | 1.621 | 1.597 | 8.6943
2024 | 3662.8421 | 20.6509 | 3662.8421 | 21.1667 | 1098 | 13.3485 |  |  | 3662.8421 | 20.6509 |  | 1098 | 13.3485 | [35 empty] | 2041 | 5.165 | 5.145 | 0.02 | 2042 | 6.9198 | 1.621 | 1.599 | 8.6983
2025 | 3664.4211 | 20.9171 | 3664.4211 | 21.3333 | 1100 | 13.5266 |  |  | 3664.4211 | 20.9171 |  | 1100 | 13.5266 | [35 empty] | 2042 | 5.18 | 5.16 | 0.02 | 2043 | 6.9238 | 1.621 | 1.601 | 8.7023
2026 | 3666 | 21.1863 | 3666 | 21.5 | 1101 | 13.6163 |  |  | 3666 | 21.1863 |  | 1101 | 13.6163 | [35 empty] | 2043 | 5.195 | 5.175 | 0.02 | 2044 | 6.9278 | 1.621 | 1.603 | 8.7063
2027 | 3666 | 21.6667 | 3666 | 21.6667 | 1103 | 13.7968 |  |  | 3666 |  |  | 1103 | 13.7968 | [35 empty] | 2044 | 5.21 | 5.19 | 0.02 | 2045 | 6.9318 | 1.621 | 1.605 | 8.7103
2028 | 3666 | 21.8333 | 3666 | 21.8333 | 1104 | 13.8876 |  |  | 3666 |  |  | 1104 | 13.8876 | [35 empty] | 2045 | 5.226 | 5.205 | 0.021 | 2046 | 6.9868 | 1.621 | 1.607 | 8.7653
2029 | 3666 | 22 | 3666 | 22 | 1106 | 14.0705 |  |  | 3666 |  |  | 1106 | 14.0705 | [35 empty] | 2046 | 5.241 | 5.22 | 0.021 | 2047 | 6.9908 | 1.621 | 1.609 | 8.7693
2030 | 3666 | 22.1905 | 3666 | 22.1905 | 1107 | 14.1625 |  |  | 3666 |  |  | 1107 | 14.1625 | [35 empty] | 2047 | 5.256 | 5.235 | 0.021 | 2048 | 6.9948 | 1.621 | 1.611 | 8.7733
2031 | 3666 | 22.381 | 3666 | 22.381 | 1108 | 14.2549 |  |  | 3666 |  |  | 1108 | 14.2549 | [35 empty] | 2048 | 5.271 | 5.25 | 0.021 | 2049 | 6.9988 | 1.621 | 1.613 | 8.7773
2032 | 3666 | 22.5714 | 3666 | 22.5714 | 1108 | 14.2549 |  |  | 3666 |  |  | 1108 | 14.2549 | [35 empty] | 2049 | 5.286 | 5.265 | 0.021 | 2050 | 7.0028 | 1.621 | 1.615 | 8.7813
2033 | 3666 | 22.7619 | 3666 | 22.7619 | 1110 | 14.4 |  |  | 3666 |  |  | 1110 | 14.4 | [35 empty] | 2050 | 5.325 | 5.28 | 0.045 | 2051 | 7.0028 | 1.621 | 1.617 | 8.7813
2034 | 3666 | 22.9524 | 3666 | 22.9524 | 1112 | 14.6284 |  |  | 3666 |  |  | 1112 | 14.6284 | [35 empty] | 2051 | 5.335 | 5.295 | 0.04 | 2052 | 7.0028 | 1.621 | 1.619 | 8.7813
2035 | 3666 | 23.1429 | 3666 | 23.1429 | 1113 | 14.7227 |  |  | 3666 |  |  | 1113 | 14.7227 | [35 empty] | 2052 | 5.344 | 5.31 | 0.034 | 2053 | 7.0028 | 1.621 | 1.621 | 8.7813
2036 | 3666 | 23.3333 | 3666 | 23.3333 | 1114 | 14.8175 |  |  | 3666 |  |  | 1114 | 14.8175 | [35 empty] | 2053 | 5.354 | 5.325 | 0.029 | 2054 | 7.0028 | 1.621 | 1.623 | 8.7813
2037 | 3666 | 23.5238 | 3666 | 23.5238 | 1116 | 15.0081 |  |  | 3666 |  |  | 1116 | 15.0081 | [35 empty] | 2054 | 5.363 | 5.34 | 0.023 | 2055 | 7.0028 | 1.621 | 1.625 | 8.7813
2038 | 3666 | 23.7143 | 3666 | 23.7143 | 1117 | 15.1041 |  |  | 3666 |  |  | 1117 | 15.1041 | [35 empty] | 2055 | 5.373 | 5.355 | 0.018 | 2056 | 7.0028 | 1.621 | 1.627 | 8.7813
2039 | 3666 | 23.9048 | 3666 | 23.9048 | 1119 | 15.2971 |  |  | 3666 |  |  | 1119 | 15.2971 | [35 empty] | 2056 | 5.383 | 5.37 | 0.013 | 2057 | 7.0028 | 1.621 | 1.629 | 8.7813
2040 | 3666 | 24.0952 | 3666 | 24.0952 | 1120 | 15.3942 |  |  | 3666 |  |  | 1120 | 15.3942 | [35 empty] | 2057 | 5.392 | 5.385 | 0.007 | 2058 | 7.0028 | 1.621 | 1.631 | 8.7813
2041 | 3666 | 24.1863 | 3666 | 24.1863 | 1123 | 15.6879 |  |  | 3666 |  |  | 1123 | 15.6879 | [35 empty] | 2058 | 5.402 | 5.4 | 0.002 | 2059 | 7.0028 | 1.621 | 1.633 | 8.7813
2042 | 3666 | 24.2767 | 3666 | 24.2767 | 1125 | 15.886 |  |  | 3666 |  |  | 1125 | 15.886 | [35 empty] | 2059 | 5.411 | 5.415 | -0.004 | 2060 | 7.0028 | 1.621 | 1.635 | 8.7813
2043 | 3666 | 24.3671 | 3666 | 24.3671 | 1127 | 16.0857 |  |  | 3666 |  |  | 1127 | 16.0857 | [35 empty] | 2060 | 5.429 | 5.43 | -0.001
2044 | 3666 | 24.4575 | 3666 | 24.4575 | 1129 | 16.2872 |  |  | 3666 |  |  | 1129 | 16.2872
2045 | 3666 | 24.5479 | 3666 | 24.5479 | 1132 | 16.5926 |  |  | 3666 |  |  | 1132 | 16.5926
2046 | 3666 | 24.6383 | 3666 | 24.6383 | 1133 | 16.6953 |  |  | 3666 |  |  | 1133 | 16.6953
2047 | 3666 | 24.7288 | 3666 | 24.7288 | 1135 | 16.9019 |  |  | 3666 |  |  | 1135 | 16.9019
2048 | 3666 | 24.8192 | 3666 | 24.8192 | 1137 | 17.1103 |  |  | 3666 |  |  | 1137 | 17.1103
2049 | 3666 | 24.9096 | 3666 | 24.9096 | 1138 | 17.2152 |  |  | 3666 |  |  | 1138 | 17.2152
2050 | 3666 | 25 | 3666 | 25 | 1140 | 17.4261 |  |  | 3666 |  |  | 1140 | 17.4261
2051 | 3666 | 25 | 3666 | 25 | 1142 | 17.6393 |  |  | 3666 |  |  | 1142 | 17.6393
2052 | 3666 | 25 | 3666 | 25 | 1144 | 17.8549 |  |  | 3666 |  |  | 1144 | 17.8549
2053 | 3666 | 25 | 3666 | 25 | 1145 | 17.9637 |  |  | 3666 |  |  | 1145 | 17.9637
2054 | 3666 | 25 | 3666 | 25 | 1147 | 18.1833 |  |  | 3666 |  |  | 1147 | 18.1833
2055 | 3666 | 25 | 3666 | 25 | 1149 | 18.4053 |  |  | 3666 |  |  | 1149 | 18.4053
2056 | 3666 | 25 | 3666 | 25 | 1151 | 18.63 |  |  | 3666 |  |  | 1151 | 18.63
2057 | 3666 | 25 | 3666 | 25 | 1152 | 18.7433 |  |  | 3666 |  |  | 1152 | 18.7433
2058 | 3666 | 25 | 3666 | 25 | 1154 | 18.9718 |  |  | 3666 |  |  | 1154 | 18.9718
2059 | 3666 | 25 | 3666 | 25 | 1156 | 19.2028 |  |  | 3666 |  |  | 1156 | 19.2028
2060 | 3666 | 25 | 3666 | 25 | 1157 | 19.3193 |  |  | 3666 |  |  | 1157 | 19.3193
2061 | 3666 | 25 | 3666 | 25 | 1157 | 19.3193 |  |  | 3666 |  |  | 1157 | 19.3193
2062 | 3666 | 25 | 3666 | 25 | 1157 | 19.3193 |  |  | 3666 |  |  | 1157 | 19.3193
2063 | 3666 | 25 | 3666 | 25 | 1157 | 19.3193 |  |  | 3666 |  |  | 1157 | 19.3193
2064 | 3666 | 25 | 3666 | 25 | 1157 | 19.3193 |  |  | 3666 |  |  | 1157 | 19.3193
2065 | 3666 | 25 | 3666 | 25 | 1157 | 19.3193 |  |  | 3666 |  |  | 1157 | 19.3193
2066 | 3666 | 25 | 3666 | 25 | 1157 | 19.3193 |  |  | 3666 |  |  | 1157 | 19.3193
2067 | 3666 | 25 | 3666 | 25 | 1157 | 19.3193 |  |  | 3666 |  |  | 1157 | 19.3193
2068 | 3666 | 25 | 3666 | 25 | 1157 | 19.3193 |  |  | 3666 |  |  | 1157 | 19.3193
2069 | 3666 | 25 | 3666 | 25 | 1157 | 19.3193 |  |  | 3666 |  |  | 1157 | 19.3193
2070 | 3666 | 25 | 3666 | 25 | 1157 | 19.3193 |  |  | 3666 |  |  | 1157 | 19.3193
2071 | 3666 | 25 | 3666 | 25 | 1157 | 19.3193 |  |  | 3666 |  |  | 1157 | 19.3193
2072 | 3666 | 25 | 3666 | 25 | 1157 | 19.3193 |  |  | 3666 |  |  | 1157 | 19.3193
2073 | 3666 | 25 | 3666 | 25 | 1157 | 19.3193 |  |  | 3666 |  |  | 1157 | 19.3193
2074 | 3666 | 25 | 3666 | 25 | 1157 | 19.3193 |  |  | 3666 |  |  | 1157 | 19.3193
2075 | 3666 | 25 | 3666 | 25 | 1157 | 19.3193 |  |  | 3666 |  |  | 1157 | 19.3193
2076 | 3666 | 25 | 3666 | 25 | 1157 | 19.3193 |  |  | 3666 |  |  | 1157 | 19.3193
2077 | 3666 | 25 | 3666 | 25 | 1157 | 19.3193 |  |  | 3666 |  |  | 1157 | 19.3193
2078 | 3666 | 25 | 3666 | 25 | 1157 | 19.3193 |  |  | 3666 |  |  | 1157 | 19.3193
2079 | 3666 | 25 | 3666 | 25 | 1157 | 19.3193 |  |  | 3666 |  |  | 1157 | 19.3193
2080 | 3666 | 25 | 3666 | 25 | 1157 | 19.3193 |  |  | 3666 |  |  | 1157 | 19.3193
2081 | 3666 | 25 | 3666 | 25 | 1157 | 19.3193 |  |  | 3666 |  |  | 1157 | 19.3193
2082 | 3666 | 25 | 3666 | 25 | 1157 | 19.3193 |  |  | 3666 |  |  | 1157 | 19.3193
2083 | 3666 | 25 | 3666 | 25 | 1157 | 19.3193 |  |  | 3666 |  |  | 1157 | 19.3193
2084 | 3666 | 25 | 3666 | 25 | 1157 | 19.3193 |  |  | 3666 |  |  | 1157 | 19.3193
2085 | 3666 | 25 | 3666 | 25 | 1157 | 19.3193 |  |  | 3666 |  |  | 1157 | 19.3193
2086 | 3666 | 25 | 3666 | 25 | 1157 | 19.3193 |  |  | 3666 |  |  | 1157 | 19.3193
2087 | 3666 | 25 | 3666 | 25 | 1157 | 19.3193 |  |  | 3666 |  |  | 1157 | 19.3193
2088 | 3666 | 25 | 3666 | 25 | 1157 | 19.3193 |  |  | 3666 |  |  | 1157 | 19.3193
2089 | 3666 | 25 | 3666 | 25 | 1157 | 19.3193 |  |  | 3666 |  |  | 1157 | 19.3193
2090 | 3666 | 25 | 3666 | 25 | 1157 | 19.3193 |  |  | 3666 |  |  | 1157 | 19.3193
2091 | 3666 | 25 | 3666 | 25 | 1157 | 19.3193 |  |  | 3666 |  |  | 1157 | 19.3193
2092 | 3666 | 25 | 3666 | 25 | 1157 | 19.3193 |  |  | 3666 |  |  | 1157 | 19.3193
2093 | 3666 | 25 | 3666 | 25 | 1157 | 19.3193 |  |  | 3666 |  |  | 1157 | 19.3193
2094 | 3666 | 25 | 3666 | 25 | 1157 | 19.3193 |  |  | 3666 |  |  | 1157 | 19.3193
2095 | 3666 | 25 | 3666 | 25 | 1157 | 19.3193 |  |  | 3666 |  |  | 1157 | 19.3193
2096 | 3666 | 25 | 3666 | 25 | 1157 | 19.3193 |  |  | 3666 |  |  | 1157 | 19.3193
2097 | 3666 | 25 | 3666 | 25 | 1157 | 19.3193 |  |  | 3666 |  |  | 1157 | 19.3193
2098 | 3666 | 25 | 3666 | 25 | 1157 | 19.3193 |  |  | 3666 |  |  | 1157 | 19.3193
2099 | 3666 | 25 | 3666 | 25 | 1157 | 19.3193 |  |  | 3666 |  |  | 1157 | 19.3193
2100 | 3666 | 25 | 3666 | 25 | 1157 | 19.3193 |  |  | 3666 |  |  | 1157 | 19.3193
2101 | 3666 | 25 | 3666 | 25 | 1157 | 19.3193 |  |  | 3666 |  |  | 1157 | 19.3193
2102 | 3666 | 25 | 3666 | 25 | 1157 | 19.3193 |  |  | 3666 |  |  | 1157 | 19.3193
2103 | 3666 | 25 | 3666 | 25 | 1157 | 19.3193 |  |  | 3666 |  |  | 1157 | 19.3193
2104 | 3666 | 25 | 3666 | 25 | 1157 | 19.3193 |  |  | 3666 |  |  | 1157 | 19.3193
2105 | 3666 | 25 | 3666 | 25 | 1157 | 19.3193 |  |  | 3666 |  |  | 1157 | 19.3193
2106 | 3666 | 25 | 3666 | 25 | 1157 | 19.3193 |  |  | 3666 |  |  | 1157 | 19.3193
2107 | 3666 | 25 | 3666 | 25 | 1157 | 19.3193 |  |  | 3666 |  |  | 1157 | 19.3193
2108 | 3666 | 25 | 3666 | 25 | 1157 | 19.3193 |  |  | 3666 |  |  | 1157 | 19.3193
2109 | 3666 | 25 | 3666 | 25 | 1157 | 19.3193 |  |  | 3666 |  |  | 1157 | 19.3193
2110 | 3666 | 25 | 3666 | 25 | 1157 | 19.3193 |  |  | 3666 |  |  | 1157 | 19.3193
2111 | 3666 | 25 | 3666 | 25 | 1157 | 19.3193 |  |  | 3666 |  |  | 1157 | 19.3193
2112 | 3666 | 25 | 3666 | 25 | 1157 | 19.3193 |  |  | 3666 |  |  | 1157 | 19.3193
2113 | 3666 | 25 | 3666 | 25 | 1157 | 19.3193 |  |  | 3666 |  |  | 1157 | 19.3193
2114 | 3666 | 25 | 3666 | 25 | 1157 | 19.3193 |  |  | 3666 |  |  | 1157 | 19.3193
2115 | 3666 | 25 | 3666 | 25 | 1157 | 19.3193 |  |  | 3666 |  |  | 1157 | 19.3193
2116 | 3666 | 25 | 3666 | 25 | 1157 | 19.3193 |  |  | 3666 |  |  | 1157 | 19.3193
2117 | 3666 | 25 | 3666 | 25 | 1157 | 19.3193 |  |  | 3666 |  |  | 1157 | 19.3193
2118 | 3666 | 25 | 3666 | 25 | 1157 | 19.3193 |  |  | 3666 |  |  | 1157 | 19.3193
| Federal Water Storage | Arizona | Colorado | Utah | Wyoming | New Mexico | Misc | Nevada | California | Mexico
| 0 | 3568120 | 4688200 | 1434000 | 907400 | 987400 | 805000 | 715089 | 4828889.5 | 1515000 |  |  |  |  | 3636 | 17.4307
| 0 | 3561715 | 4716300 | 1451500 | 909100 | 1009600 | 805000 | 719090.4 | 4833889.5 | 1515000 |  |  |  |  | 3639 | 17.7803
| 0 | 3501258 | 4744400 | 1469000 | 910800 | 1031800 | 805000 | 757634.4 | 4876889.5 | 1515000 |  |  |  |  | 3642 | 18.1355
| 0 | 3540371 | 4872500 | 1486500 | 912500 | 1054000 | 805000 | 730155.3 | 4848889.5 | 1515000 |  |  |  |  | 3643 | 18.2551
| 0 | 3578456 | 4887200 | 1504400 | 914200 | 1066600 | 805000 | 705480 | 4821889.5 | 1515000 |  |  |  |  | 3645 | 18.4964
| 0 | 3580033 | 4901900 | 1522300 | 915900 | 1079200 | 805000 | 705480 | 4821889.5 | 1515000 |  |  |  |  | 3646 | 18.6179
| 0 | 3581107 | 4916600 | 1540200 | 917600 | 1091800 | 805000 | 704010 | 4821889.5 | 1515000 |  |  |  |  | 3648 | 18.863
| 0 | 3582082 | 4931300 | 1558100 | 919300 | 1104400 | 805000 | 704010 | 4821889.5 | 1515000 |  |  |  |  | 3649 | 18.9866
| 0 | 3588659 | 5008000 | 1652000 | 923000 | 1117000 | 805000 | 704010 | 4821889.5 | 1515000 |  |  |  |  | 3651 | 19.2355
| 0 | 3589293 | 5011900 | 1658500 | 924800 | 1123600 | 805000 | 704010 | 4821889.5 | 1515000 |  |  |  |  | 3651.7895 | 19.2355
| 0 | 3590269 | 5015800 | 1665000 | 926600 | 1130200 | 805000 | 704010 | 4821889.5 | 1515000 |  |  |  |  | 3654 | 19.6138
| 0 | 3590667 | 5019700 | 1671500 | 928400 | 1136800 | 805000 | 704010 | 4821889.5 | 1515000 |  |  |  |  | 3654.9474 | 19.6138
| 0 | 3591769 | 5023600 | 1678000 | 930200 | 1143400 | 805000 | 704010 | 4821889.5 | 1515000 |  |  |  |  | 3656.5263 | 19.8691
| 0 | 3592791 | 5027500 | 1684500 | 932000 | 1150000 | 805000 | 704010 | 4821889.5 | 1515000 |  |  |  |  | 3659 | 20.257
| 0 | 3592643 | 5033200 | 1691400 | 933800 | 1155800 | 805000 | 704010 | 4821889.5 | 1515000 |  |  |  |  | 3659.6842 | 20.257
| 0 | 3593134 | 5038900 | 1698300 | 935600 | 1161600 | 805000 | 704010 | 4821889.5 | 1515000 |  |  |  |  | 3662 | 20.6509
| 0 | 3593458 | 5044600 | 1705200 | 937400 | 1167400 | 805000 | 704010 | 4821889.5 | 1515000 |  |  |  |  | 3662.8421 | 20.6509
| 0 | 3593429 | 5050300 | 1712100 | 939200 | 1173200 | 805000 | 704010 | 4821889.5 | 1515000 |  |  |  |  | 3664.4211 | 20.9171
| 0 | 3593827 | 5081000 | 1726000 | 943000 | 1183000 | 805000 | 704010 | 4821889.5 | 1515000 |  |  |  |  | 3666 | 21.1863
| 0 | 3593501 | 5085500 | 1736200 | 945700 | 1185200 | 805000 | 704010 | 4821889.5 | 1515000 |  |  |  |  | 3666 | 21.6667
| 0 | 3593342 | 5090000 | 1746400 | 948400 | 1187400 | 805000 | 704010 | 4821889.5 | 1515000 |  |  |  |  | 3666 | 21.8333
| 0 | 3593510 | 5094500 | 1756600 | 951100 | 1189600 | 737000 | 704010 | 4821889.5 | 1515000 |  |  |  |  | 3666 | 22
| 0 | 3593247 | 5099000 | 1766800 | 953800 | 1191800 | 737000 | 704010 | 4821889.5 | 1515000 |  |  |  |  | 3666 | 22.1905
| 0 | 3593478 | 5103500 | 1777000 | 956500 | 1194000 | 737000 | 704010 | 4821889.5 | 1515000 |  |  |  |  | 3666 | 22.381
| 0 | 3593230 | 5107600 | 1788800 | 959200 | 1197000 | 737000 | 715770 | 4810089.5 | 1515000 |  |  |  |  | 3666 | 22.5714
| 0 | 3592852 | 5111700 | 1800600 | 961900 | 1200000 | 737000 | 727530 | 4810089.5 | 1515000 |  |  |  |  | 3666 | 22.7619
| 0 | 3593176 | 5115800 | 1812400 | 964600 | 1203000 | 737000 | 727530 | 4810089.5 | 1515000 |  |  |  |  | 3666 | 22.9524
| 0 | 3592924 | 5119900 | 1824200 | 967300 | 1206000 | 737000 | 727530 | 4810089.5 | 1515000 |  |  |  |  | 3666 | 23.1429
| 0 | 3592052 | 5147000 | 1833000 | 986000 | 1209000 | 747000 | 727530 | 4810089.5 | 1515000 |  |  |  |  | 3666 | 23.3333
| 0 | 3592439 | 5148800 | 1840800 | 990900 | 1209200 | 747000 | 727530 | 4810089.5 | 1515000 |  |  |  |  | 3666 | 23.5238
| 0 | 3592815 | 5150600 | 1848600 | 995800 | 1209400 | 747000 | 727530 | 4810089.5 | 1515000 |  |  |  |  | 3666 | 23.7143
| 0 | 3593113 | 5152400 | 1856400 | 1000700 | 1209600 | 747000 | 727530 | 4810089.5 | 1515000 |  |  |  |  | 3666 | 23.9048
| 0 | 3593489 | 5154200 | 1864200 | 1005600 | 1209800 | 747000 | 727530 | 4810089.5 | 1515000 |  |  |  |  | 3666 | 24.0952
| 0 | 3593330 | 5156000 | 1872000 | 1010500 | 1210000 | 747000 | 727530 | 4810089.5 | 1515000 |  |  |  |  | 3666 | 24.1863
| 0 | 3593576 | 5157800 | 1879800 | 1015400 | 1210200 | 747000 | 727530 | 4810089.5 | 1515000 |  |  |  |  | 3666 | 24.2767
| 0 | 3593963 | 5159600 | 1887600 | 1020300 | 1210400 | 747000 | 727530 | 4810089.5 | 1515000 |  |  |  |  | 3666 | 24.3671
| 0 | 3594391 | 5161400 | 1895400 | 1025200 | 1210600 | 747000 | 727530 | 4810089.5 | 1515000 |  |  |  |  | 3666 | 24.4575
| 0 | 3594689 | 5163200 | 1903200 | 1030100 | 1210800 | 747000 | 727530 | 4810089.5 | 1515000 |  |  |  |  | 3666 | 24.5479
| 0 | 3594530 | 5175000 | 1903000 | 1037000 | 1211000 | 747000 | 727530 | 4810089.5 | 1515000 |  |  |  |  | 3666 | 24.6383
| 0 | 3594946 | 5182100 | 1906900 | 1046000 | 1211000 | 747000 | 727530 | 4810089.5 | 1515000 |  |  |  |  | 3666 | 24.7288
| 0 | 3594764 | 5189200 | 1910800 | 1055000 | 1211000 | 747000 | 727530 | 4810089.5 | 1515000 |  |  |  |  | 3666 | 24.8192
| 0 | 3594608 | 5196300 | 1914700 | 1064000 | 1211000 | 747000 | 727530 | 4810089.5 | 1515000 |  |  |  |  | 3666 | 24.9096
| 0 | 3595013 | 5203400 | 1918600 | 1073000 | 1211000 | 747000 | 727530 | 4810089.5 | 1515000 |  |  |  |  | 3666 | 25
| 0 | 3594842 | 5210500 | 1922500 | 1082000 | 1211000 | 747000 | 727530 | 4810089.5 | 1515000 |  |  |  |  | 3666 | 25
| 0 | 3594764 | 5217600 | 1926400 | 1091000 | 1211000 | 747000 | 727530 | 4810089.5 | 1515000 |  |  |  |  | 3666 | 25
| 0 | 3594608 | 5224700 | 1930300 | 1100000 | 1211000 | 747000 | 727530 | 4760089.5 | 1515000 |  |  |  |  | 3666 | 25
| 0 | 3595013 | 5231800 | 1934200 | 1109000 | 1211000 | 747000 | 727530 | 4760089.5 | 1515000 |  |  |  |  | 3666 | 25
| 0 | 3594894 | 5238900 | 1938100 | 1118000 | 1211000 | 747000 | 727530 | 4760089.5 | 1515000 |  |  |  |  | 3666 | 25
| 0 | 3594660 | 5300000 | 1936000 | 1127000 | 1211000 | 747000 | 727530 | 4760089.5 | 1515000 |  |  |  |  | 3666 | 25
| 0 | 3594660 | 5299700 | 1938400 | 1136800 | 1211000 | 747000 | 727530 | 4760089.5 | 1515000 |  |  |  |  | 3666 | 25
| 0 | 3594204 | 5299400 | 1940800 | 1146600 | 1211000 | 747000 | 727530 | 4760089.5 | 1515000 |  |  |  |  | 3666 | 25
| 0 | 3594204 | 5299100 | 1943200 | 1156400 | 1211000 | 747000 | 727530 | 4760089.5 | 1515000 |  |  |  |  | 3666 | 25
| 0 | 3594204 | 5298800 | 1945600 | 1166200 | 1211000 | 747000 | 727530 | 4760089.5 | 1515000 |  |  |  |  | 3666 | 25
| 0 | 3594204 | 5298500 | 1948000 | 1176000 | 1211000 | 747000 | 727530 | 4760089.5 | 1515000 |  |  |  |  | 3666 | 25
| 0 | 3594204 | 5298200 | 1950400 | 1185800 | 1211000 | 747000 | 727530 | 4760089.5 | 1515000 |  |  |  |  | 3666 | 25
| 0 | 3594204 | 5297900 | 1952800 | 1195600 | 1211000 | 747000 | 727530 | 4760089.5 | 1515000 |  |  |  |  | 3666 | 25
| 0 | 3594204 | 5297600 | 1955200 | 1205400 | 1211000 | 747000 | 727530 | 4760089.5 | 1515000 |  |  |  |  | 3666 | 25
| 0 | 3594204 | 5297300 | 1957600 | 1215200 | 1211000 | 747000 | 727530 | 4760089.5 | 1515000 |  |  |  |  | 3666 | 25
| 0 | 3594204 | 5302000 | 1960000 | 1225000 | 1211000 | 747000 | 727530 | 4760089.5 | 1515000 |  |  |  |  | 3666 | 25
[15 empty] | 3666 | 25
[15 empty] | 3666 | 25
[15 empty] | 3666 | 25
[15 empty] | 3666 | 25
[15 empty] | 3666 | 25
[15 empty] | 3666 | 25
[15 empty] | 3666 | 25
[15 empty] | 3666 | 25
[15 empty] | 3666 | 25
[15 empty] | 3666 | 25
[15 empty] | 3666 | 25
[15 empty] | 3666 | 25
[15 empty] | 3666 | 25
[15 empty] | 3666 | 25
[15 empty] | 3666 | 25
[15 empty] | 3666 | 25
[15 empty] | 3666 | 25
[15 empty] | 3666 | 25
[15 empty] | 3666 | 25
[15 empty] | 3666 | 25
[15 empty] | 3666 | 25
[15 empty] | 3666 | 25
[15 empty] | 3666 | 25
[15 empty] | 3666 | 25
[15 empty] | 3666 | 25
[15 empty] | 3666 | 25
[15 empty] | 3666 | 25
[15 empty] | 3666 | 25
[15 empty] | 3666 | 25
[15 empty] | 3666 | 25
[15 empty] | 3666 | 25
[15 empty] | 3666 | 25
[15 empty] | 3666 | 25
[15 empty] | 3666 | 25
[15 empty] | 3666 | 25
[15 empty] | 3666 | 25
[15 empty] | 3666 | 25
[15 empty] | 3666 | 25
[15 empty] | 3666 | 25
[15 empty] | 3666 | 25
[15 empty] | 3666 | 25
[15 empty] | 3666 | 25
[15 empty] | 3666 | 25
[15 empty] | 3666 | 25
[15 empty] | 3666 | 25
[15 empty] | 3666 | 25
[15 empty] | 3666 | 25
[15 empty] | 3666 | 25
[15 empty] | 3666 | 25
[15 empty] | 3666 | 25
[15 empty] | 3666 | 25
[15 empty] | 3666 | 25
Note on B11: Shortage In a year when the Secretary projects that future water supply and demands would create a 20% or greater probability that Lake Mead would drop below elevation 1050 feet in a year prior to or in the year 2050, the Secretary shall determine a Shortage. This strategy is defined in the Bureau of Reclamation's CRSSez Annual Colorado River System Simulation Model Overview and Users Manual, revised May 1998. In any year when a shortage is declared, the Secretary shall deliver no more than 4.4 maf for consumptive use in California and no more than 2.3 maf for consumptive use in Arizona. Nevada shall share in shortages as required by law. If reservoir conditions continue to deteriorate, the Secretary may require additional reductions in accordance with the Decree and law.
Note on B12: Below El 1125 In years when available Lake Mead storage is projected to be at or below elevation 1,125 ft. and above the Shortage triggering level on January 1, the Secretary shall determine a Normal year.
Note on B13: El 1125 - 1145 Partial Domestic Surplus: In years when Lake Mead storage is projected to be between elevation 1125 ft. and elevation 1145 ft. on January 1, the Secretary shall determine a Partial Domestic Surplus. The amount of such Surplus shall equal: a. For Direct Delivery Domestic Use by MWD, 1.212 maf reduced by: 1.) the amount of basic apportionment available to MWD and 2.) the amount of its domestic demand which MWD offsets in such year by offstream groundwater withdrawals or other options. The amount offset under 2.) shall not be less than 400,000 af in 2001 and will be reduced by 20,000 af/yr over the Interim Period so as to equal 100,000 af in 2016. b. For use by SNWA, one-half of the Direct Delivery Domestic Use within the SNWA service area in excess of the State of Nevada's basic apportionment.
Note on B14: El 1145 - 1198 Full Domestic Surplus: In years when Lake Mead content is projected to be above elevation 1145 ft., but less than the amount which would initiate a Surplus under B.3 or B.4 hereof on January 1, the Secretary shall determine a Full Domestic Surplus. The amount of such Surplus shall equal: a. For Direct Delivery Domestic Use by MWD, 1.250 maf reduced by the amount of basic apportionment available to MWD. b. For use by SNWA, the Direct Delivery Domestic Use within the SNWA service area in excess of the State of Nevada's basic apportionment. c. For use in Arizona, the Direct Delivery Domestic Use in excess of Arizona's basic apportionment.
Note on B15: Over El 1204 Flood Control Surplus: In years in which the Field Working Agreement between the Bureau of Reclamation and the Army Corps of Engineers for Flood Control Operation of Hoover Dam and Lake Mead requires releases greater than the downstream beneficial consumptive use demands, the Secretary shall determine a Flood Control Surplus in that year or the subsequent year. In such years, releases will be made to satisfy all beneficial uses within the United States, including unlimited off-stream groundwater banking, and section 215 deliveries under the Reclamation Reform Act of 1982 (96 Stat. 1263) (the ``RRA''). After all beneficial uses within the United States have been met, the Secretary shall notify the United States Section of the International Boundary and Water Commission that there may be a surplus of water as provided in Article 10 of the Mexican Water Treaty of 1944.
Note on C20: Niklas: taken from DEIS Appendix A, table a-9
Note on D21: Niklas: using elevation and lookup table with TOTAL STORAGE to get corresponding 602(a) storage numbers. These do not need to be adjusted to account for live/dead storage
Note on E20: Niklas: uses BSA 602(a) line. Page 14 from appendix A of DEIS & Slide 37 from USBR Modeling presentation contradict each other.
Note on F21: Niklas: using elevation and lookup table with TOTAL STORAGE to get corresponding 602(a) storage numbers. These do not need to be adjusted to account for live/dead storage
Note on I11: Shortage In a year when the Secretary projects that future water supply and demands would create a 20% or greater probability that Lake Mead would drop below elevation 1050 feet in a year prior to or in the year 2050, the Secretary shall determine a Shortage. This strategy is defined in the Bureau of Reclamation's CRSSez Annual Colorado River System Simulation Model Overview and Users Manual, revised May 1998. In any year when a shortage is declared, the Secretary shall deliver no more than 4.4 maf for consumptive use in California and no more than 2.3 maf for consumptive use in Arizona. Nevada shall share in shortages as required by law. If reservoir conditions continue to deteriorate, the Secretary may require additional reductions in accordance with the Decree and law.
Note on I12: Below El 1125 In years when available Lake Mead storage is projected to be at or below elevation 1,125 ft. and above the Shortage triggering level on January 1, the Secretary shall determine a Normal year.
Note on I13: El 1125 - 1145 Partial Domestic Surplus: In years when Lake Mead storage is projected to be between elevation 1125 ft. and elevation 1145 ft. on January 1, the Secretary shall determine a Partial Domestic Surplus. The amount of such Surplus shall equal: a. For Direct Delivery Domestic Use by MWD, 1.212 maf reduced by: 1.) the amount of basic apportionment available to MWD and 2.) the amount of its domestic demand which MWD offsets in such year by offstream groundwater withdrawals or other options. The amount offset under 2.) shall not be less than 400,000 af in 2001 and will be reduced by 20,000 af/yr over the Interim Period so as to equal 100,000 af in 2016. b. For use by SNWA, one-half of the Direct Delivery Domestic Use within the SNWA service area in excess of the State of Nevada's basic apportionment.
Note on I14: El 1145 - 1198 Full Domestic Surplus: In years when Lake Mead content is projected to be above elevation 1145 ft., but less than the amount which would initiate a Surplus under B.3 or B.4 hereof on January 1, the Secretary shall determine a Full Domestic Surplus. The amount of such Surplus shall equal: a. For Direct Delivery Domestic Use by MWD, 1.250 maf reduced by the amount of basic apportionment available to MWD. b. For use by SNWA, the Direct Delivery Domestic Use within the SNWA service area in excess of the State of Nevada's basic apportionment. c. For use in Arizona, the Direct Delivery Domestic Use in excess of Arizona's basic apportionment.
Note on I15: Over El 1204 Flood Control Surplus: In years in which the Field Working Agreement between the Bureau of Reclamation and the Army Corps of Engineers for Flood Control Operation of Hoover Dam and Lake Mead requires releases greater than the downstream beneficial consumptive use demands, the Secretary shall determine a Flood Control Surplus in that year or the subsequent year. In such years, releases will be made to satisfy all beneficial uses within the United States, including unlimited off-stream groundwater banking, and section 215 deliveries under the Reclamation Reform Act of 1982 (96 Stat. 1263) (the ``RRA''). After all beneficial uses within the United States have been met, the Secretary shall notify the United States Section of the International Boundary and Water Commission that there may be a surplus of water as provided in Article 10 of the Mexican Water Treaty of 1944.
Note on P11: Shortage In a year when the Secretary projects that future water supply and demands would create a 20% or greater probability that Lake Mead would drop below elevation 1050 feet in a year prior to or in the year 2050, the Secretary shall determine a Shortage. This strategy is defined in the Bureau of Reclamation's CRSSez Annual Colorado River System Simulation Model Overview and Users Manual, revised May 1998. In any year when a shortage is declared, the Secretary shall deliver no more than 4.4 maf for consumptive use in California and no more than 2.3 maf for consumptive use in Arizona. Nevada shall share in shortages as required by law. If reservoir conditions continue to deteriorate, the Secretary may require additional reductions in accordance with the Decree and law.
Note on P12: Below El 1125 In years when available Lake Mead storage is projected to be at or below elevation 1,125 ft. and above the Shortage triggering level on January 1, the Secretary shall determine a Normal year.
Note on P13: El 1125 - 1145 Partial Domestic Surplus: In years when Lake Mead storage is projected to be between elevation 1125 ft. and elevation 1145 ft. on January 1, the Secretary shall determine a Partial Domestic Surplus. The amount of such Surplus shall equal: a. For Direct Delivery Domestic Use by MWD, 1.212 maf reduced by: 1.) the amount of basic apportionment available to MWD and 2.) the amount of its domestic demand which MWD offsets in such year by offstream groundwater withdrawals or other options. The amount offset under 2.) shall not be less than 400,000 af in 2001 and will be reduced by 20,000 af/yr over the Interim Period so as to equal 100,000 af in 2016. b. For use by SNWA, one-half of the Direct Delivery Domestic Use within the SNWA service area in excess of the State of Nevada's basic apportionment.
Note on P14: El 1145 - 1198 Full Domestic Surplus: In years when Lake Mead content is projected to be above elevation 1145 ft., but less than the amount which would initiate a Surplus under B.3 or B.4 hereof on January 1, the Secretary shall determine a Full Domestic Surplus. The amount of such Surplus shall equal: a. For Direct Delivery Domestic Use by MWD, 1.250 maf reduced by the amount of basic apportionment available to MWD. b. For use by SNWA, the Direct Delivery Domestic Use within the SNWA service area in excess of the State of Nevada's basic apportionment. c. For use in Arizona, the Direct Delivery Domestic Use in excess of Arizona's basic apportionment.
Note on P15: Over El 1204 Flood Control Surplus: In years in which the Field Working Agreement between the Bureau of Reclamation and the Army Corps of Engineers for Flood Control Operation of Hoover Dam and Lake Mead requires releases greater than the downstream beneficial consumptive use demands, the Secretary shall determine a Flood Control Surplus in that year or the subsequent year. In such years, releases will be made to satisfy all beneficial uses within the United States, including unlimited off-stream groundwater banking, and section 215 deliveries under the Reclamation Reform Act of 1982 (96 Stat. 1263) (the ``RRA''). After all beneficial uses within the United States have been met, the Secretary shall notify the United States Section of the International Boundary and Water Commission that there may be a surplus of water as provided in Article 10 of the Mexican Water Treaty of 1944.
Note on W11: Shortage In a year when the Secretary projects that future water supply and demands would create a 20% or greater probability that Lake Mead would drop below elevation 1050 feet in a year prior to or in the year 2050, the Secretary shall determine a Shortage. This strategy is defined in the Bureau of Reclamation's CRSSez Annual Colorado River System Simulation Model Overview and Users Manual, revised May 1998. In any year when a shortage is declared, the Secretary shall deliver no more than 4.4 maf for consumptive use in California and no more than 2.3 maf for consumptive use in Arizona. Nevada shall share in shortages as required by law. If reservoir conditions continue to deteriorate, the Secretary may require additional reductions in accordance with the Decree and law.
Note on W12: Below El 1125 In years when available Lake Mead storage is projected to be at or below elevation 1,125 ft. and above the Shortage triggering level on January 1, the Secretary shall determine a Normal year.
Note on W13: El 1125 - 1145 Partial Domestic Surplus: In years when Lake Mead storage is projected to be between elevation 1125 ft. and elevation 1145 ft. on January 1, the Secretary shall determine a Partial Domestic Surplus. The amount of such Surplus shall equal: a. For Direct Delivery Domestic Use by MWD, 1.212 maf reduced by: 1.) the amount of basic apportionment available to MWD and 2.) the amount of its domestic demand which MWD offsets in such year by offstream groundwater withdrawals or other options. The amount offset under 2.) shall not be less than 400,000 af in 2001 and will be reduced by 20,000 af/yr over the Interim Period so as to equal 100,000 af in 2016. b. For use by SNWA, one-half of the Direct Delivery Domestic Use within the SNWA service area in excess of the State of Nevada's basic apportionment.
Note on W14: El 1145 - 1198 Full Domestic Surplus: In years when Lake Mead content is projected to be above elevation 1145 ft., but less than the amount which would initiate a Surplus under B.3 or B.4 hereof on January 1, the Secretary shall determine a Full Domestic Surplus. The amount of such Surplus shall equal: a. For Direct Delivery Domestic Use by MWD, 1.250 maf reduced by the amount of basic apportionment available to MWD. b. For use by SNWA, the Direct Delivery Domestic Use within the SNWA service area in excess of the State of Nevada's basic apportionment. c. For use in Arizona, the Direct Delivery Domestic Use in excess of Arizona's basic apportionment.
Note on W15: Over El 1204 Flood Control Surplus: In years in which the Field Working Agreement between the Bureau of Reclamation and the Army Corps of Engineers for Flood Control Operation of Hoover Dam and Lake Mead requires releases greater than the downstream beneficial consumptive use demands, the Secretary shall determine a Flood Control Surplus in that year or the subsequent year. In such years, releases will be made to satisfy all beneficial uses within the United States, including unlimited off-stream groundwater banking, and section 215 deliveries under the Reclamation Reform Act of 1982 (96 Stat. 1263) (the ``RRA''). After all beneficial uses within the United States have been met, the Secretary shall notify the United States Section of the International Boundary and Water Commission that there may be a surplus of water as provided in Article 10 of the Mexican Water Treaty of 1944.
Note on AC11: Shortage In a year when the Secretary projects that future water supply and demands would create a 20% or greater probability that Lake Mead would drop below elevation 1050 feet in a year prior to or in the year 2050, the Secretary shall determine a Shortage. This strategy is defined in the Bureau of Reclamation's CRSSez Annual Colorado River System Simulation Model Overview and Users Manual, revised May 1998. In any year when a shortage is declared, the Secretary shall deliver no more than 4.4 maf for consumptive use in California and no more than 2.3 maf for consumptive use in Arizona. Nevada shall share in shortages as required by law. If reservoir conditions continue to deteriorate, the Secretary may require additional reductions in accordance with the Decree and law.
Note on AC12: Below El 1125 In years when available Lake Mead storage is projected to be at or below elevation 1,125 ft. and above the Shortage triggering level on January 1, the Secretary shall determine a Normal year.
Note on AC13: El 1125 - 1145 Partial Domestic Surplus: In years when Lake Mead storage is projected to be between elevation 1125 ft. and elevation 1145 ft. on January 1, the Secretary shall determine a Partial Domestic Surplus. The amount of such Surplus shall equal: a. For Direct Delivery Domestic Use by MWD, 1.212 maf reduced by: 1.) the amount of basic apportionment available to MWD and 2.) the amount of its domestic demand which MWD offsets in such year by offstream groundwater withdrawals or other options. The amount offset under 2.) shall not be less than 400,000 af in 2001 and will be reduced by 20,000 af/yr over the Interim Period so as to equal 100,000 af in 2016. b. For use by SNWA, one-half of the Direct Delivery Domestic Use within the SNWA service area in excess of the State of Nevada's basic apportionment.
Note on AC14: El 1145 - 1198 Full Domestic Surplus: In years when Lake Mead content is projected to be above elevation 1145 ft., but less than the amount which would initiate a Surplus under B.3 or B.4 hereof on January 1, the Secretary shall determine a Full Domestic Surplus. The amount of such Surplus shall equal: a. For Direct Delivery Domestic Use by MWD, 1.250 maf reduced by the amount of basic apportionment available to MWD. b. For use by SNWA, the Direct Delivery Domestic Use within the SNWA service area in excess of the State of Nevada's basic apportionment. c. For use in Arizona, the Direct Delivery Domestic Use in excess of Arizona's basic apportionment.
Note on AC15: Over El 1204 Flood Control Surplus: In years in which the Field Working Agreement between the Bureau of Reclamation and the Army Corps of Engineers for Flood Control Operation of Hoover Dam and Lake Mead requires releases greater than the downstream beneficial consumptive use demands, the Secretary shall determine a Flood Control Surplus in that year or the subsequent year. In such years, releases will be made to satisfy all beneficial uses within the United States, including unlimited off-stream groundwater banking, and section 215 deliveries under the Reclamation Reform Act of 1982 (96 Stat. 1263) (the ``RRA''). After all beneficial uses within the United States have been met, the Secretary shall notify the United States Section of the International Boundary and Water Commission that there may be a surplus of water as provided in Article 10 of the Mexican Water Treaty of 1944.
Note on AI11: Shortage In a year when the Secretary projects that future water supply and demands would create a 20% or greater probability that Lake Mead would drop below elevation 1050 feet in a year prior to or in the year 2050, the Secretary shall determine a Shortage. This strategy is defined in the Bureau of Reclamation's CRSSez Annual Colorado River System Simulation Model Overview and Users Manual, revised May 1998. In any year when a shortage is declared, the Secretary shall deliver no more than 4.4 maf for consumptive use in California and no more than 2.3 maf for consumptive use in Arizona. Nevada shall share in shortages as required by law. If reservoir conditions continue to deteriorate, the Secretary may require additional reductions in accordance with the Decree and law.
Note on AI12: Below El 1125 In years when available Lake Mead storage is projected to be at or below elevation 1,125 ft. and above the Shortage triggering level on January 1, the Secretary shall determine a Normal year.
Note on AI13: El 1125 - 1145 Partial Domestic Surplus: In years when Lake Mead storage is projected to be between elevation 1125 ft. and elevation 1145 ft. on January 1, the Secretary shall determine a Partial Domestic Surplus. The amount of such Surplus shall equal: a. For Direct Delivery Domestic Use by MWD, 1.212 maf reduced by: 1.) the amount of basic apportionment available to MWD and 2.) the amount of its domestic demand which MWD offsets in such year by offstream groundwater withdrawals or other options. The amount offset under 2.) shall not be less than 400,000 af in 2001 and will be reduced by 20,000 af/yr over the Interim Period so as to equal 100,000 af in 2016. b. For use by SNWA, one-half of the Direct Delivery Domestic Use within the SNWA service area in excess of the State of Nevada's basic apportionment.
Note on AI14: El 1145 - 1198 Full Domestic Surplus: In years when Lake Mead content is projected to be above elevation 1145 ft., but less than the amount which would initiate a Surplus under B.3 or B.4 hereof on January 1, the Secretary shall determine a Full Domestic Surplus. The amount of such Surplus shall equal: a. For Direct Delivery Domestic Use by MWD, 1.250 maf reduced by the amount of basic apportionment available to MWD. b. For use by SNWA, the Direct Delivery Domestic Use within the SNWA service area in excess of the State of Nevada's basic apportionment. c. For use in Arizona, the Direct Delivery Domestic Use in excess of Arizona's basic apportionment.
Note on AI15: Over El 1204 Flood Control Surplus: In years in which the Field Working Agreement between the Bureau of Reclamation and the Army Corps of Engineers for Flood Control Operation of Hoover Dam and Lake Mead requires releases greater than the downstream beneficial consumptive use demands, the Secretary shall determine a Flood Control Surplus in that year or the subsequent year. In such years, releases will be made to satisfy all beneficial uses within the United States, including unlimited off-stream groundwater banking, and section 215 deliveries under the Reclamation Reform Act of 1982 (96 Stat. 1263) (the ``RRA''). After all beneficial uses within the United States have been met, the Secretary shall notify the United States Section of the International Boundary and Water Commission that there may be a surplus of water as provided in Article 10 of the Mexican Water Treaty of 1944.
Note on AO11: Shortage In a year when the Secretary projects that future water supply and demands would create a 20% or greater probability that Lake Mead would drop below elevation 1050 feet in a year prior to or in the year 2050, the Secretary shall determine a Shortage. This strategy is defined in the Bureau of Reclamation's CRSSez Annual Colorado River System Simulation Model Overview and Users Manual, revised May 1998. In any year when a shortage is declared, the Secretary shall deliver no more than 4.4 maf for consumptive use in California and no more than 2.3 maf for consumptive use in Arizona. Nevada shall share in shortages as required by law. If reservoir conditions continue to deteriorate, the Secretary may require additional reductions in accordance with the Decree and law.
Note on AO12: Below El 1125 In years when available Lake Mead storage is projected to be at or below elevation 1,125 ft. and above the Shortage triggering level on January 1, the Secretary shall determine a Normal year.
Note on AO13: El 1125 - 1145 Partial Domestic Surplus: In years when Lake Mead storage is projected to be between elevation 1125 ft. and elevation 1145 ft. on January 1, the Secretary shall determine a Partial Domestic Surplus. The amount of such Surplus shall equal: a. For Direct Delivery Domestic Use by MWD, 1.212 maf reduced by: 1.) the amount of basic apportionment available to MWD and 2.) the amount of its domestic demand which MWD offsets in such year by offstream groundwater withdrawals or other options. The amount offset under 2.) shall not be less than 400,000 af in 2001 and will be reduced by 20,000 af/yr over the Interim Period so as to equal 100,000 af in 2016. b. For use by SNWA, one-half of the Direct Delivery Domestic Use within the SNWA service area in excess of the State of Nevada's basic apportionment.
Note on AO14: El 1145 - 1198 Full Domestic Surplus: In years when Lake Mead content is projected to be above elevation 1145 ft., but less than the amount which would initiate a Surplus under B.3 or B.4 hereof on January 1, the Secretary shall determine a Full Domestic Surplus. The amount of such Surplus shall equal: a. For Direct Delivery Domestic Use by MWD, 1.250 maf reduced by the amount of basic apportionment available to MWD. b. For use by SNWA, the Direct Delivery Domestic Use within the SNWA service area in excess of the State of Nevada's basic apportionment. c. For use in Arizona, the Direct Delivery Domestic Use in excess of Arizona's basic apportionment.
Note on AO15: Over El 1204 Flood Control Surplus: In years in which the Field Working Agreement between the Bureau of Reclamation and the Army Corps of Engineers for Flood Control Operation of Hoover Dam and Lake Mead requires releases greater than the downstream beneficial consumptive use demands, the Secretary shall determine a Flood Control Surplus in that year or the subsequent year. In such years, releases will be made to satisfy all beneficial uses within the United States, including unlimited off-stream groundwater banking, and section 215 deliveries under the Reclamation Reform Act of 1982 (96 Stat. 1263) (the ``RRA''). After all beneficial uses within the United States have been met, the Secretary shall notify the United States Section of the International Boundary and Water Commission that there may be a surplus of water as provided in Article 10 of the Mexican Water Treaty of 1944.
Note on AP14: Assumption that Secretary would authorize increased diversions based on "forecasts" that Mead would reach El 1198. This assumption is an attempt to smooth annual changes to reflect mid-year adjustments to the AOP as provided for in the Long Range Operating Criteria.
Note on AV10: Shortage In a year when the Secretary projects that future water supply and demands would create a 20% or greater probability that Lake Mead would drop below elevation 1050 feet in a year prior to or in the year 2050, the Secretary shall determine a Shortage. This strategy is defined in the Bureau of Reclamation's CRSSez Annual Colorado River System Simulation Model Overview and Users Manual, revised May 1998. In any year when a shortage is declared, the Secretary shall deliver no more than 4.4 maf for consumptive use in California and no more than 2.3 maf for consumptive use in Arizona. Nevada shall share in shortages as required by law. If reservoir conditions continue to deteriorate, the Secretary may require additional reductions in accordance with the Decree and law.
Note on AV11: Below El 1125 In years when available Lake Mead storage is projected to be at or below elevation 1,125 ft. and above the Shortage triggering level on January 1, the Secretary shall determine a Normal year.
Note on AV12: El 1125 - 1145 Partial Domestic Surplus: In years when Lake Mead storage is projected to be between elevation 1125 ft. and elevation 1145 ft. on January 1, the Secretary shall determine a Partial Domestic Surplus. The amount of such Surplus shall equal: a. For Direct Delivery Domestic Use by MWD, 1.212 maf reduced by: 1.) the amount of basic apportionment available to MWD and 2.) the amount of its domestic demand which MWD offsets in such year by offstream groundwater withdrawals or other options. The amount offset under 2.) shall not be less than 400,000 af in 2001 and will be reduced by 20,000 af/yr over the Interim Period so as to equal 100,000 af in 2016. b. For use by SNWA, one-half of the Direct Delivery Domestic Use within the SNWA service area in excess of the State of Nevada's basic apportionment.
Note on AV13: El 1145 - 1198 Full Domestic Surplus: In years when Lake Mead content is projected to be above elevation 1145 ft., but less than the amount which would initiate a Surplus under B.3 or B.4 hereof on January 1, the Secretary shall determine a Full Domestic Surplus. The amount of such Surplus shall equal: a. For Direct Delivery Domestic Use by MWD, 1.250 maf reduced by the amount of basic apportionment available to MWD. b. For use by SNWA, the Direct Delivery Domestic Use within the SNWA service area in excess of the State of Nevada's basic apportionment. c. For use in Arizona, the Direct Delivery Domestic Use in excess of Arizona's basic apportionment.
Note on AV14: El 1198 - 1204 3. Quantified Surplus: In years when the Secretary determines that water should be released for beneficial consumptive use to reduce the risk of potential reservoir spills based on the OS 0.70 alternative strategy (``70R'') as described in the Bureau of Reclamation's CRSSez Annual Colorado River System Simulation Model Overview and Users Manual, revised May 1998, the Secretary shall determine and allocate a Quantified Surplus sequentially as follows: a. Establish the volume of the Quantified Surplus. b. Allocate and distribute the Quantified Surplus 50% to California, 46% to Arizona and 4% to Nevada, subject to c. through g. that follow. c. Distribute California's share first to meet basic apportionment demands and MWD's Direct Delivery Domestic Use and Off-stream Banking demands, and then to California Priorities 6 and 7 and other surplus contracts. Distribute Nevada's share first to meet basic apportionment demands and then to the remaining Direct Delivery Domestic Use and Off- stream Banking demands. Distribute Arizona's share to surplus demands in Arizona including Off- stream Banking and interstate banking demands. Arizona, California and Nevada agree that Nevada would get first priority for interstate banking in Arizona. d. Distribute any unused share of the Quantified Surplus in accordance with Section III, Allocation of Unused Apportionment Water Under Article II(B)(6). e. Determine whether MWD, SNWA and Arizona have received the amount of water they would have received under Section IV.B.2., Full Domestic Surplus if a Quantified Surplus had not been declared. If they have not, then determine and meet all demands provided for in Section IV.B.2. (a), (b) and (c). f. Any remaining water shall remain in storage in Lake Mead.
Note on AV15: Over El 1204 Flood Control Surplus: In years in which the Field Working Agreement between the Bureau of Reclamation and the Army Corps of Engineers for Flood Control Operation of Hoover Dam and Lake Mead requires releases greater than the downstream beneficial consumptive use demands, the Secretary shall determine a Flood Control Surplus in that year or the subsequent year. In such years, releases will be made to satisfy all beneficial uses within the United States, including unlimited off-stream groundwater banking, and section 215 deliveries under the Reclamation Reform Act of 1982 (96 Stat. 1263) (the ``RRA''). After all beneficial uses within the United States have been met, the Secretary shall notify the United States Section of the International Boundary and Water Commission that there may be a surplus of water as provided in Article 10 of the Mexican Water Treaty of 1944.
Note on AW14: Assumption that Secretary would authorize increased diversions based on "forecasts" that Mead would reach El 1198. This assumption is an attempt to smooth annual changes to reflect mid-year adjustments to the AOP as provided for in the Long Range Operating Criteria.
Note on BC10: Shortage In a year when the Secretary projects that future water supply and demands would create a 20% or greater probability that Lake Mead would drop below elevation 1050 feet in a year prior to or in the year 2050, the Secretary shall determine a Shortage. This strategy is defined in the Bureau of Reclamation's CRSSez Annual Colorado River System Simulation Model Overview and Users Manual, revised May 1998. In any year when a shortage is declared, the Secretary shall deliver no more than 4.4 maf for consumptive use in California and no more than 2.3 maf for consumptive use in Arizona. Nevada shall share in shortages as required by law. If reservoir conditions continue to deteriorate, the Secretary may require additional reductions in accordance with the Decree and law.
Note on BC11: Below El 1125 In years when available Lake Mead storage is projected to be at or below elevation 1,125 ft. and above the Shortage triggering level on January 1, the Secretary shall determine a Normal year.
Note on BC12: El 1125 - 1145 Partial Domestic Surplus: In years when Lake Mead storage is projected to be between elevation 1125 ft. and elevation 1145 ft. on January 1, the Secretary shall determine a Partial Domestic Surplus. The amount of such Surplus shall equal: a. For Direct Delivery Domestic Use by MWD, 1.212 maf reduced by: 1.) the amount of basic apportionment available to MWD and 2.) the amount of its domestic demand which MWD offsets in such year by offstream groundwater withdrawals or other options. The amount offset under 2.) shall not be less than 400,000 af in 2001 and will be reduced by 20,000 af/yr over the Interim Period so as to equal 100,000 af in 2016. b. For use by SNWA, one-half of the Direct Delivery Domestic Use within the SNWA service area in excess of the State of Nevada's basic apportionment.
Note on BC13: El 1145 - 1198 Full Domestic Surplus: In years when Lake Mead content is projected to be above elevation 1145 ft., but less than the amount which would initiate a Surplus under B.3 or B.4 hereof on January 1, the Secretary shall determine a Full Domestic Surplus. The amount of such Surplus shall equal: a. For Direct Delivery Domestic Use by MWD, 1.250 maf reduced by the amount of basic apportionment available to MWD. b. For use by SNWA, the Direct Delivery Domestic Use within the SNWA service area in excess of the State of Nevada's basic apportionment. c. For use in Arizona, the Direct Delivery Domestic Use in excess of Arizona's basic apportionment.
Note on BC14: El 1198 - 1204 3. Quantified Surplus: In years when the Secretary determines that water should be released for beneficial consumptive use to reduce the risk of potential reservoir spills based on the OS 0.70 alternative strategy (``70R'') as described in the Bureau of Reclamation's CRSSez Annual Colorado River System Simulation Model Overview and Users Manual, revised May 1998, the Secretary shall determine and allocate a Quantified Surplus sequentially as follows: a. Establish the volume of the Quantified Surplus. b. Allocate and distribute the Quantified Surplus 50% to California, 46% to Arizona and 4% to Nevada, subject to c. through g. that follow. c. Distribute California's share first to meet basic apportionment demands and MWD's Direct Delivery Domestic Use and Off-stream Banking demands, and then to California Priorities 6 and 7 and other surplus contracts. Distribute Nevada's share first to meet basic apportionment demands and then to the remaining Direct Delivery Domestic Use and Off- stream Banking demands. Distribute Arizona's share to surplus demands in Arizona including Off- stream Banking and interstate banking demands. Arizona, California and Nevada agree that Nevada would get first priority for interstate banking in Arizona. d. Distribute any unused share of the Quantified Surplus in accordance with Section III, Allocation of Unused Apportionment Water Under Article II(B)(6). e. Determine whether MWD, SNWA and Arizona have received the amount of water they would have received under Section IV.B.2., Full Domestic Surplus if a Quantified Surplus had not been declared. If they have not, then determine and meet all demands provided for in Section IV.B.2. (a), (b) and (c). f. Any remaining water shall remain in storage in Lake Mead.
Note on BC15: Over El 1204 Flood Control Surplus: In years in which the Field Working Agreement between the Bureau of Reclamation and the Army Corps of Engineers for Flood Control Operation of Hoover Dam and Lake Mead requires releases greater than the downstream beneficial consumptive use demands, the Secretary shall determine a Flood Control Surplus in that year or the subsequent year. In such years, releases will be made to satisfy all beneficial uses within the United States, including unlimited off-stream groundwater banking, and section 215 deliveries under the Reclamation Reform Act of 1982 (96 Stat. 1263) (the ``RRA''). After all beneficial uses within the United States have been met, the Secretary shall notify the United States Section of the International Boundary and Water Commission that there may be a surplus of water as provided in Article 10 of the Mexican Water Treaty of 1944.
Note on BD14: Assumption that Secretary would authorize increased diversions based on "forecasts" that Mead would reach El 1198. This assumption is an attempt to smooth annual changes to reflect mid-year adjustments to the AOP as provided for in the Long Range Operating Criteria.
Note on BJ10: Shortage In a year when the Secretary projects that future water supply and demands would create a 20% or greater probability that Lake Mead would drop below elevation 1050 feet in a year prior to or in the year 2050, the Secretary shall determine a Shortage. This strategy is defined in the Bureau of Reclamation's CRSSez Annual Colorado River System Simulation Model Overview and Users Manual, revised May 1998. In any year when a shortage is declared, the Secretary shall deliver no more than 4.4 maf for consumptive use in California and no more than 2.3 maf for consumptive use in Arizona. Nevada shall share in shortages as required by law. If reservoir conditions continue to deteriorate, the Secretary may require additional reductions in accordance with the Decree and law.
Note on BJ11: Below El 1125 In years when available Lake Mead storage is projected to be at or below elevation 1,125 ft. and above the Shortage triggering level on January 1, the Secretary shall determine a Normal year.
Note on BJ12: El 1125 - 1145 Partial Domestic Surplus: In years when Lake Mead storage is projected to be between elevation 1125 ft. and elevation 1145 ft. on January 1, the Secretary shall determine a Partial Domestic Surplus. The amount of such Surplus shall equal: a. For Direct Delivery Domestic Use by MWD, 1.212 maf reduced by: 1.) the amount of basic apportionment available to MWD and 2.) the amount of its domestic demand which MWD offsets in such year by offstream groundwater withdrawals or other options. The amount offset under 2.) shall not be less than 400,000 af in 2001 and will be reduced by 20,000 af/yr over the Interim Period so as to equal 100,000 af in 2016. b. For use by SNWA, one-half of the Direct Delivery Domestic Use within the SNWA service area in excess of the State of Nevada's basic apportionment.
Note on BJ13: El 1145 - 1198 Full Domestic Surplus: In years when Lake Mead content is projected to be above elevation 1145 ft., but less than the amount which would initiate a Surplus under B.3 or B.4 hereof on January 1, the Secretary shall determine a Full Domestic Surplus. The amount of such Surplus shall equal: a. For Direct Delivery Domestic Use by MWD, 1.250 maf reduced by the amount of basic apportionment available to MWD. b. For use by SNWA, the Direct Delivery Domestic Use within the SNWA service area in excess of the State of Nevada's basic apportionment. c. For use in Arizona, the Direct Delivery Domestic Use in excess of Arizona's basic apportionment.
Note on BJ14: El 1198 - 1204 3. Quantified Surplus: In years when the Secretary determines that water should be released for beneficial consumptive use to reduce the risk of potential reservoir spills based on the OS 0.70 alternative strategy (``70R'') as described in the Bureau of Reclamation's CRSSez Annual Colorado River System Simulation Model Overview and Users Manual, revised May 1998, the Secretary shall determine and allocate a Quantified Surplus sequentially as follows: a. Establish the volume of the Quantified Surplus. b. Allocate and distribute the Quantified Surplus 50% to California, 46% to Arizona and 4% to Nevada, subject to c. through g. that follow. c. Distribute California's share first to meet basic apportionment demands and MWD's Direct Delivery Domestic Use and Off-stream Banking demands, and then to California Priorities 6 and 7 and other surplus contracts. Distribute Nevada's share first to meet basic apportionment demands and then to the remaining Direct Delivery Domestic Use and Off- stream Banking demands. Distribute Arizona's share to surplus demands in Arizona including Off- stream Banking and interstate banking demands. Arizona, California and Nevada agree that Nevada would get first priority for interstate banking in Arizona. d. Distribute any unused share of the Quantified Surplus in accordance with Section III, Allocation of Unused Apportionment Water Under Article II(B)(6). e. Determine whether MWD, SNWA and Arizona have received the amount of water they would have received under Section IV.B.2., Full Domestic Surplus if a Quantified Surplus had not been declared. If they have not, then determine and meet all demands provided for in Section IV.B.2. (a), (b) and (c). f. Any remaining water shall remain in storage in Lake Mead.
Note on BJ15: Over El 1204 Flood Control Surplus: In years in which the Field Working Agreement between the Bureau of Reclamation and the Army Corps of Engineers for Flood Control Operation of Hoover Dam and Lake Mead requires releases greater than the downstream beneficial consumptive use demands, the Secretary shall determine a Flood Control Surplus in that year or the subsequent year. In such years, releases will be made to satisfy all beneficial uses within the United States, including unlimited off-stream groundwater banking, and section 215 deliveries under the Reclamation Reform Act of 1982 (96 Stat. 1263) (the ``RRA''). After all beneficial uses within the United States have been met, the Secretary shall notify the United States Section of the International Boundary and Water Commission that there may be a surplus of water as provided in Article 10 of the Mexican Water Treaty of 1944.
Note on BK14: Assumption that Secretary would authorize increased diversions based on "forecasts" that Mead would reach El 1198. This assumption is an attempt to smooth annual changes to reflect mid-year adjustments to the AOP as provided for in the Long Range Operating Criteria.
Note on BQ10: Shortage In a year when the Secretary projects that future water supply and demands would create a 20% or greater probability that Lake Mead would drop below elevation 1050 feet in a year prior to or in the year 2050, the Secretary shall determine a Shortage. This strategy is defined in the Bureau of Reclamation's CRSSez Annual Colorado River System Simulation Model Overview and Users Manual, revised May 1998. In any year when a shortage is declared, the Secretary shall deliver no more than 4.4 maf for consumptive use in California and no more than 2.3 maf for consumptive use in Arizona. Nevada shall share in shortages as required by law. If reservoir conditions continue to deteriorate, the Secretary may require additional reductions in accordance with the Decree and law.
Note on BQ11: Below El 1125 In years when available Lake Mead storage is projected to be at or below elevation 1,125 ft. and above the Shortage triggering level on January 1, the Secretary shall determine a Normal year.
Note on BQ12: El 1125 - 1145 Partial Domestic Surplus: In years when Lake Mead storage is projected to be between elevation 1125 ft. and elevation 1145 ft. on January 1, the Secretary shall determine a Partial Domestic Surplus. The amount of such Surplus shall equal: a. For Direct Delivery Domestic Use by MWD, 1.212 maf reduced by: 1.) the amount of basic apportionment available to MWD and 2.) the amount of its domestic demand which MWD offsets in such year by offstream groundwater withdrawals or other options. The amount offset under 2.) shall not be less than 400,000 af in 2001 and will be reduced by 20,000 af/yr over the Interim Period so as to equal 100,000 af in 2016. b. For use by SNWA, one-half of the Direct Delivery Domestic Use within the SNWA service area in excess of the State of Nevada's basic apportionment.
Note on BQ13: El 1145 - 1198 Full Domestic Surplus: In years when Lake Mead content is projected to be above elevation 1145 ft., but less than the amount which would initiate a Surplus under B.3 or B.4 hereof on January 1, the Secretary shall determine a Full Domestic Surplus. The amount of such Surplus shall equal: a. For Direct Delivery Domestic Use by MWD, 1.250 maf reduced by the amount of basic apportionment available to MWD. b. For use by SNWA, the Direct Delivery Domestic Use within the SNWA service area in excess of the State of Nevada's basic apportionment. c. For use in Arizona, the Direct Delivery Domestic Use in excess of Arizona's basic apportionment.
Note on BQ14: El 1198 - 1204 3. Quantified Surplus: In years when the Secretary determines that water should be released for beneficial consumptive use to reduce the risk of potential reservoir spills based on the OS 0.70 alternative strategy (``70R'') as described in the Bureau of Reclamation's CRSSez Annual Colorado River System Simulation Model Overview and Users Manual, revised May 1998, the Secretary shall determine and allocate a Quantified Surplus sequentially as follows: a. Establish the volume of the Quantified Surplus. b. Allocate and distribute the Quantified Surplus 50% to California, 46% to Arizona and 4% to Nevada, subject to c. through g. that follow. c. Distribute California's share first to meet basic apportionment demands and MWD's Direct Delivery Domestic Use and Off-stream Banking demands, and then to California Priorities 6 and 7 and other surplus contracts. Distribute Nevada's share first to meet basic apportionment demands and then to the remaining Direct Delivery Domestic Use and Off- stream Banking demands. Distribute Arizona's share to surplus demands in Arizona including Off- stream Banking and interstate banking demands. Arizona, California and Nevada agree that Nevada would get first priority for interstate banking in Arizona. d. Distribute any unused share of the Quantified Surplus in accordance with Section III, Allocation of Unused Apportionment Water Under Article II(B)(6). e. Determine whether MWD, SNWA and Arizona have received the amount of water they would have received under Section IV.B.2., Full Domestic Surplus if a Quantified Surplus had not been declared. If they have not, then determine and meet all demands provided for in Section IV.B.2. (a), (b) and (c). f. Any remaining water shall remain in storage in Lake Mead.
Note on BQ15: Over El 1204 Flood Control Surplus: In years in which the Field Working Agreement between the Bureau of Reclamation and the Army Corps of Engineers for Flood Control Operation of Hoover Dam and Lake Mead requires releases greater than the downstream beneficial consumptive use demands, the Secretary shall determine a Flood Control Surplus in that year or the subsequent year. In such years, releases will be made to satisfy all beneficial uses within the United States, including unlimited off-stream groundwater banking, and section 215 deliveries under the Reclamation Reform Act of 1982 (96 Stat. 1263) (the ``RRA''). After all beneficial uses within the United States have been met, the Secretary shall notify the United States Section of the International Boundary and Water Commission that there may be a surplus of water as provided in Article 10 of the Mexican Water Treaty of 1944.
Note on BR14: Assumption that Secretary would authorize increased diversions based on "forecasts" that Mead would reach El 1198. This assumption is an attempt to smooth annual changes to reflect mid-year adjustments to the AOP as provided for in the Long Range Operating Criteria.

## Streamflow
[13 empty] | Lees Ferry Streamflow Record Mean |  | 14.9302
[8 empty] | 1896 |  |  |  |  | Downstream Incremental Inflow |  | 0.77
Historic Record (maf/yr) |  |  |  |  | Current Model Run (maf/yr) |  |  |  | Next Model Run (maf/yr)
CY | L.F. | HVR Intrv. | Imp Intrv. |  | CY | L.F. | HVR Intrv. | Imp Intrv. | CY | L.F. | HVR Intrv. | Imp Intrv.
AVERAGE | 14.9302 |  |  | 14.9302
1896 | 10.089 | 0.855 | 0.448 |  | 1896 | 10.089 | 0.855 | 0.448 | 1897 | 18.009 | 0.855 | 0.448 | 1896-2006 | 14.9302
1897 | 18.009 | 0.855 | 0.448 |  | 1897 | 18.009 | 0.855 | 0.448 | 1898 | 13.815 | 0.855 | 0.448 | 1906-2004 | 15.0182
1898 | 13.815 | 0.855 | 0.448 |  | 1898 | 13.815 | 0.855 | 0.448 | 1899 | 15.874 | 0.855 | 0.448
1899 | 15.874 | 0.855 | 0.448 |  | 1899 | 15.874 | 0.855 | 0.448 | 1900 | 13.228 | 0.855 | 0.448
1900 | 13.228 | 0.855 | 0.448 |  | 1900 | 13.228 | 0.855 | 0.448 | 1901 | 13.582 | 0.855 | 0.448
1901 | 13.582 | 0.855 | 0.448 |  | 1901 | 13.582 | 0.855 | 0.448 | 1902 | 9.393 | 0.855 | 0.448
1902 | 9.393 | 0.855 | 0.448 |  | 1902 | 9.393 | 0.855 | 0.448 | 1903 | 14.807 | 0.855 | 0.448
1903 | 14.807 | 0.855 | 0.448 |  | 1903 | 14.807 | 0.855 | 0.448 | 1904 | 15.645 | 0.855 | 0.448
1904 | 15.645 | 0.855 | 0.448 |  | 1904 | 15.645 | 0.855 | 0.448 | 1905 | 16.027 | 0.855 | 0.448
1905 | 16.027 | 0.855 | 0.448 |  | 1905 | 16.027 | 0.855 | 0.448 | 1906 | 18.2147 | 0.57799 | 0.46998
1906 | 18.2147 | 0.57799 | 0.46998 |  | 1906 | 18.2147 | 0.57799 | 0.46998 | 1907 | 21.2343 | 1.0356 | 0.70596
1907 | 21.2343 | 1.0356 | 0.70596 |  | 1907 | 21.2343 | 1.0356 | 0.70596 | 1908 | 11.774 | 0.93852 | 0.77753
1908 | 11.774 | 0.93852 | 0.77753 |  | 1908 | 11.774 | 0.93852 | 0.77753 | 1909 | 21.8414 | 0.90116 | 0.98379
1909 | 21.8414 | 0.90116 | 0.98379 |  | 1909 | 21.8414 | 0.90116 | 0.98379 | 1910 | 14.7367 | 1.14 | 0.76701
1910 | 14.7367 | 1.14 | 0.76701 |  | 1910 | 14.7367 | 1.14 | 0.76701 | 1911 | 15.1251 | 1.2036 | 0.11942
1911 | 15.1251 | 1.2036 | 0.11942 |  | 1911 | 15.1251 | 1.2036 | 0.11942 | 1912 | 19.0821 | 0.72969 | 0.29634
1912 | 19.0821 | 0.72969 | 0.29634 |  | 1912 | 19.0821 | 0.72969 | 0.29634 | 1913 | 14.4722 | 0.72347 | 0.28537
1913 | 14.4722 | 0.72347 | 0.28537 |  | 1913 | 14.4722 | 0.72347 | 0.28537 | 1914 | 21.0668 | 0.88469 | 0.34007
1914 | 21.0668 | 0.88469 | 0.34007 |  | 1914 | 21.0668 | 0.88469 | 0.34007 | 1915 | 14.1376 | 0.83792 | 0.18998
1915 | 14.1376 | 0.83792 | 0.18998 |  | 1915 | 14.1376 | 0.83792 | 0.18998 | 1916 | 19.1875 | 1.3404 | 0.78941
1916 | 19.1875 | 1.3404 | 0.78941 |  | 1916 | 19.1875 | 1.3404 | 0.78941 | 1917 | 23.8493 | 0.87907 | 0.50055
1917 | 23.8493 | 0.87907 | 0.50055 |  | 1917 | 23.8493 | 0.87907 | 0.50055 | 1918 | 15.7507 | 0.85063 | 0.45042
1918 | 15.7507 | 0.85063 | 0.45042 |  | 1918 | 15.7507 | 0.85063 | 0.45042 | 1919 | 12.9515 | 1.2415 | 0.84454
1919 | 12.9515 | 1.2415 | 0.84454 |  | 1919 | 12.9515 | 1.2415 | 0.84454 | 1920 | 21.928 | 1.3 | 0.43516
1920 | 21.928 | 1.3 | 0.43516 |  | 1920 | 21.928 | 1.3 | 0.43516 | 1921 | 22.7031 | 1.4666 | 0.59062
1921 | 22.7031 | 1.4666 | 0.59062 |  | 1921 | 22.7031 | 1.4666 | 0.59062 | 1922 | 18.6696 | 1.1482 | 0.70902
1922 | 18.6696 | 1.1482 | 0.70902 |  | 1922 | 18.6696 | 1.1482 | 0.70902 | 1923 | 18.3437 | 1.9595 | 0.3332
1923 | 18.3437 | 1.9595 | 0.3332 |  | 1923 | 18.3437 | 1.9595 | 0.3332 | 1924 | 14.6391 | 1.3706 | 0.72191
1924 | 14.6391 | 1.3706 | 0.72191 |  | 1924 | 14.6391 | 1.3706 | 0.72191 | 1925 | 13.4108 | 0.65098 | 0.80744
1925 | 13.4108 | 0.65098 | 0.80744 |  | 1925 | 13.4108 | 0.65098 | 0.80744 | 1926 | 16.114 | 0.63397 | 0.36761
1926 | 16.114 | 0.63397 | 0.36761 |  | 1926 | 16.114 | 0.63397 | 0.36761 | 1927 | 18.5519 | 1.0222 | 0.71949
1927 | 18.5519 | 1.0222 | 0.71949 |  | 1927 | 18.5519 | 1.0222 | 0.71949 | 1928 | 17.5779 | 0.27281 | 0.13487
1928 | 17.5779 | 0.27281 | 0.13487 |  | 1928 | 17.5779 | 0.27281 | 0.13487 | 1929 | 21.4071 | 0.29167 | 0.18308
1929 | 21.4071 | 0.29167 | 0.18308 |  | 1929 | 21.4071 | 0.29167 | 0.18308 | 1930 | 15.2835 | 0.62123 | 0.33447
1930 | 15.2835 | 0.62123 | 0.33447 |  | 1930 | 15.2835 | 0.62123 | 0.33447 | 1931 | 8.6317 | 0.63255 | 0.7109
1931 | 8.6317 | 0.63255 | 0.7109 |  | 1931 | 8.6317 | 0.63255 | 0.7109 | 1932 | 17.5455 | 1.2211 | 0.92279
1932 | 17.5455 | 1.2211 | 0.92279 |  | 1932 | 17.5455 | 1.2211 | 0.92279 | 1933 | 12.1301 | 0.67719 | 0.44742
1933 | 12.1301 | 0.67719 | 0.44742 |  | 1933 | 12.1301 | 0.67719 | 0.44742 | 1934 | 6.6275 | 0.56489 | 0.5247
1934 | 6.6275 | 0.56489 | 0.5247 |  | 1934 | 6.6275 | 0.56489 | 0.5247 | 1935 | 12.28 | 0.29807 | 0.1383
1935 | 12.28 | 0.29807 | 0.1383 |  | 1935 | 12.28 | 0.29807 | 0.1383 | 1936 | 14.4854 | 0.48045 | 0
1936 | 14.4854 | 0.48045 | 0 |  | 1936 | 14.4854 | 0.48045 | 0 | 1937 | 14.1618 | 0.80279 | 0.22138
1937 | 14.1618 | 0.80279 | 0.22138 |  | 1937 | 14.1618 | 0.80279 | 0.22138 | 1938 | 17.9201 | 0.60288 | 0.11508
1938 | 17.9201 | 0.60288 | 0.11508 |  | 1938 | 17.9201 | 0.60288 | 0.11508 | 1939 | 11.7181 | 0.86923 | 0.47051
1939 | 11.7181 | 0.86923 | 0.47051 |  | 1939 | 11.7181 | 0.86923 | 0.47051 | 1940 | 9.3803 | 1.0123 | 0.1217
1940 | 9.3803 | 1.0123 | 0.1217 |  | 1940 | 9.3803 | 1.0123 | 0.1217 | 1941 | 18.3193 | 2.048 | 0.25223
1941 | 18.3193 | 2.048 | 0.25223 |  | 1941 | 18.3193 | 2.048 | 0.25223 | 1942 | 19.4283 | 0.84653 | 0.1966
1942 | 19.4283 | 0.84653 | 0.1966 |  | 1942 | 19.4283 | 0.84653 | 0.1966 | 1943 | 13.6245 | 0.82525 | 0
1943 | 13.6245 | 0.82525 | 0 |  | 1943 | 13.6245 | 0.82525 | 0 | 1944 | 15.5125 | 0.90066 | 0.035777
1944 | 15.5125 | 0.90066 | 0.035777 |  | 1944 | 15.5125 | 0.90066 | 0.035777 | 1945 | 13.9127 | 1.003 | 0.12112
1945 | 13.9127 | 1.003 | 0.12112 |  | 1945 | 13.9127 | 1.003 | 0.12112 | 1946 | 11.0627 | 0.73503 | 0.23558
1946 | 11.0627 | 0.73503 | 0.23558 |  | 1946 | 11.0627 | 0.73503 | 0.23558 | 1947 | 15.9163 | 0.70023 | 0.39899
1947 | 15.9163 | 0.70023 | 0.39899 |  | 1947 | 15.9163 | 0.70023 | 0.39899 | 1948 | 15.8802 | 0.29671 | 0.45143
1948 | 15.8802 | 0.29671 | 0.45143 |  | 1948 | 15.8802 | 0.29671 | 0.45143 | 1949 | 16.6622 | 0.62555 | 0.56668
1949 | 16.6622 | 0.62555 | 0.56668 |  | 1949 | 16.6622 | 0.62555 | 0.56668 | 1950 | 13.3179 | 0.31826 | 0.58086
1950 | 13.3179 | 0.31826 | 0.58086 |  | 1950 | 13.3179 | 0.31826 | 0.58086 | 1951 | 12.4858 | 0.34867 | 0.54201
1951 | 12.4858 | 0.34867 | 0.54201 |  | 1951 | 12.4858 | 0.34867 | 0.54201 | 1952 | 20.9 | 0.87049 | 0.77177
1952 | 20.9 | 0.87049 | 0.77177 |  | 1952 | 20.9 | 0.87049 | 0.77177 | 1953 | 11.204 | 0.43154 | 0.7337
1953 | 11.204 | 0.43154 | 0.7337 |  | 1953 | 11.204 | 0.43154 | 0.7337 | 1954 | 8.3681 | 0.52001 | 0.57758
1954 | 8.3681 | 0.52001 | 0.57758 |  | 1954 | 8.3681 | 0.52001 | 0.57758 | 1955 | 9.7955 | 0.80241 | 0.91454
1955 | 9.7955 | 0.80241 | 0.91454 |  | 1955 | 9.7955 | 0.80241 | 0.91454 | 1956 | 11.5051 | 0.38811 | 0.60618
1956 | 11.5051 | 0.38811 | 0.60618 |  | 1956 | 11.5051 | 0.38811 | 0.60618 | 1957 | 20.1598 | 0.9085 | 0.32367
1957 | 20.1598 | 0.9085 | 0.32367 |  | 1957 | 20.1598 | 0.9085 | 0.32367 | 1958 | 16.8999 | 0.89982 | 0.82511
1958 | 16.8999 | 0.89982 | 0.82511 |  | 1958 | 16.8999 | 0.89982 | 0.82511 | 1959 | 9.2325 | 0.54603 | 0.75325
1959 | 9.2325 | 0.54603 | 0.75325 |  | 1959 | 9.2325 | 0.54603 | 0.75325 | 1960 | 11.9748 | 0.81334 | 0.51189
1960 | 11.9748 | 0.81334 | 0.51189 |  | 1960 | 11.9748 | 0.81334 | 0.51189 | 1961 | 9.2478 | 0.75638 | 0.39111
1961 | 9.2478 | 0.75638 | 0.39111 |  | 1961 | 9.2478 | 0.75638 | 0.39111 | 1962 | 17.7693 | 0.41077 | 0.43263
1962 | 17.7693 | 0.41077 | 0.43263 |  | 1962 | 17.7693 | 0.41077 | 0.43263 | 1963 | 9.2594 | 0.57476 | 0.34968
1963 | 9.2594 | 0.57476 | 0.34968 |  | 1963 | 9.2594 | 0.57476 | 0.34968 | 1964 | 10.8012 | 0.37802 | 0.445
1964 | 10.8012 | 0.37802 | 0.445 |  | 1964 | 10.8012 | 0.37802 | 0.445 | 1965 | 18.8664 | 1.2511 | 0.68176
1965 | 18.8664 | 1.2511 | 0.68176 |  | 1965 | 18.8664 | 1.2511 | 0.68176 | 1966 | 11.6222 | 1.0314 | 0.5673
1966 | 11.6222 | 1.0314 | 0.5673 |  | 1966 | 11.6222 | 1.0314 | 0.5673 | 1967 | 11.8085 | 0.83163 | 0.44718
1967 | 11.8085 | 0.83163 | 0.44718 |  | 1967 | 11.8085 | 0.83163 | 0.44718 | 1968 | 13.5082 | 0.83754 | 0.37212
1968 | 13.5082 | 0.83754 | 0.37212 |  | 1968 | 13.5082 | 0.83754 | 0.37212 | 1969 | 14.8497 | 1.0637 | 0.38238
1969 | 14.8497 | 1.0637 | 0.38238 |  | 1969 | 14.8497 | 1.0637 | 0.38238 | 1970 | 15.3443 | 0.72033 | 0.39853
1970 | 15.3443 | 0.72033 | 0.39853 |  | 1970 | 15.3443 | 0.72033 | 0.39853 | 1971 | 15.1154 | 0.57445 | 0.35372
1971 | 15.1154 | 0.57445 | 0.35372 |  | 1971 | 15.1154 | 0.57445 | 0.35372 | 1972 | 12.4127 | 0.65068 | 0.31381
1972 | 12.4127 | 0.65068 | 0.31381 |  | 1972 | 12.4127 | 0.65068 | 0.31381 | 1973 | 19.2021 | 1.3561 | 0.2393
1973 | 19.2021 | 1.3561 | 0.2393 |  | 1973 | 19.2021 | 1.3561 | 0.2393 | 1974 | 13.3165 | 0.74057 | 0.015195
1974 | 13.3165 | 0.74057 | 0.015195 |  | 1974 | 13.3165 | 0.74057 | 0.015195 | 1975 | 16.7949 | 0.70786 | 0
1975 | 16.7949 | 0.70786 | 0 |  | 1975 | 16.7949 | 0.70786 | 0 | 1976 | 11.2921 | 0.63163 | 0.2945
1976 | 11.2921 | 0.63163 | 0.2945 |  | 1976 | 11.2921 | 0.63163 | 0.2945 | 1977 | 5.5161 | 0.42728 | 0.46781
1977 | 5.5161 | 0.42728 | 0.46781 |  | 1977 | 5.5161 | 0.42728 | 0.46781 | 1978 | 14.9677 | 1.2348 | 0.38942
1978 | 14.9677 | 1.2348 | 0.38942 |  | 1978 | 14.9677 | 1.2348 | 0.38942 | 1979 | 17.8792 | 1.3251 | 0.65558
1979 | 17.8792 | 1.3251 | 0.65558 |  | 1979 | 17.8792 | 1.3251 | 0.65558 | 1980 | 17.526 | 1.5544 | 0.65597
1980 | 17.526 | 1.5544 | 0.65597 |  | 1980 | 17.526 | 1.5544 | 0.65597 | 1981 | 8.7915 | 0.74621 | 0.42865
1981 | 8.7915 | 0.74621 | 0.42865 |  | 1981 | 8.7915 | 0.74621 | 0.42865 | 1982 | 16.7196 | 1.0411 | 0.28033
1982 | 16.7196 | 1.0411 | 0.28033 |  | 1982 | 16.7196 | 1.0411 | 0.28033 | 1983 | 24.4464 | 1.6002 | 0.16679
1983 | 24.4464 | 1.6002 | 0.16679 |  | 1983 | 24.4464 | 1.6002 | 0.16679 | 1984 | 25.2309 | 1.3928 | 0.24244
1984 | 25.2309 | 1.3928 | 0.24244 |  | 1984 | 25.2309 | 1.3928 | 0.24244 | 1985 | 21.3636 | 1.0175 | 0.46426
1985 | 21.3636 | 1.0175 | 0.46426 |  | 1985 | 21.3636 | 1.0175 | 0.46426 | 1986 | 22.4559 | 0.68648 | 0.23298
1986 | 22.4559 | 0.68648 | 0.23298 |  | 1986 | 22.4559 | 0.68648 | 0.23298 | 1987 | 16.933 | 0.99207 | 0.58733
1987 | 16.933 | 0.99207 | 0.58733 |  | 1987 | 16.933 | 0.99207 | 0.58733 | 1988 | 11.798 | 0.85789 | 0.64694
1988 | 11.798 | 0.85789 | 0.64694 |  | 1988 | 11.798 | 0.85789 | 0.64694 | 1989 | 10.1434 | 0.70148 | 0.55161
1989 | 10.1434 | 0.70148 | 0.55161 |  | 1989 | 10.1434 | 0.70148 | 0.55161 | 1990 | 9.3257 | 0.62083 | 0.52157
1990 | 9.3257 | 0.62083 | 0.52157 |  | 1990 | 9.3257 | 0.62083 | 0.52157 | 1991 | 12.2028 | 0.95456 | 0.42679
1991 | 12.2028 | 0.95456 | 0.42679 |  | 1991 | 12.2028 | 0.95456 | 0.42679 | 1992 | 10.9713 | 1.292 | 0.6051
1992 | 10.9713 | 1.292 | 0.6051 |  | 1992 | 10.9713 | 1.292 | 0.6051 | 1993 | 18.1071 | 1.9851 | 1.1844
1993 | 18.1071 | 1.9851 | 1.1844 |  | 1993 | 18.1071 | 1.9851 | 1.1844 | 1994 | 10.6787 | 0.64814 | 0.41125
1994 | 10.6787 | 0.64814 | 0.41125 |  | 1994 | 10.6787 | 0.64814 | 0.41125 | 1995 | 20.0375 | 1.4712 | 0.58843
1995 | 20.0375 | 1.4712 | 0.58843 |  | 1995 | 20.0375 | 1.4712 | 0.58843 | 1996 | 14.5605 | 0.56941 | 0.43667
1996 | 14.5605 | 0.56941 | 0.43667 |  | 1996 | 14.5605 | 0.56941 | 0.43667 | 1997 | 21.0276 | 0.76226 | 0.23073
1997 | 21.0276 | 0.76226 | 0.23073 |  | 1997 | 21.0276 | 0.76226 | 0.23073 | 1998 | 17.2011 | 1.2009 | 0.11702
1998 | 17.2011 | 1.2009 | 0.11702 |  | 1998 | 17.2011 | 1.2009 | 0.11702 | 1999 | 16.5722 | 0.64212 | 0.46966
1999 | 16.5722 | 0.64212 | 0.46966 |  | 1999 | 16.5722 | 0.64212 | 0.46966 | 2000 | 11.1333 | 0.4814 | 0.40062
2000 | 11.1333 | 0.4814 | 0.40062 |  | 2000 | 11.1333 | 0.4814 | 0.40062 | 2001 | 10.9802 | 0.56709 | 0.4855
2001 | 10.9802 | 0.56709 | 0.4855 |  | 2001 | 10.9802 | 0.56709 | 0.4855 | 2002 | 6.2083 | 0.35211 | 0.38474
2002 | 6.2083 | 0.35211 | 0.38474 |  | 2002 | 6.2083 | 0.35211 | 0.38474 | 2003 | 10.3827 | 0.52152 | 0.43354
2003 | 10.3827 | 0.52152 | 0.43354 |  | 2003 | 10.3827 | 0.52152 | 0.43354 | 2004 | 9.333 | 0.7231 | 0.48571
2004 | 9.333 | 0.7231 | 0.48571 |  | 2004 | 9.333 | 0.7231 | 0.48571 | 2005 | 16.914 | 0.855 | 0.448
2005 | 16.914 | 0.855 | 0.448 |  | 2005 | 16.914 | 0.855 | 0.448 | 2006 | 13.069 | 0.855 | 0.448
2006 | 13.069 | 0.855 | 0.448 |  | 2006 | 13.069 | 0.855 | 0.448 | 1896 | 10.089 | 0.855 | 0.448
[5 empty] | 1896 | 10.089 | 0.855 | 0.448
Using USBR Intervening Natural Inflow through station Virgin River At Littlefield, AZ for HVR int. |  |  |  |  | Using USBR Intervening Natural Inflow through station Colorado River below Hoover Dam, AZ-NV for HVR int.
Historic Record (maf/yr) |  |  |  |  | Historic Record (maf/yr)
CY | L.F. | HVR Intrv. | Imp Intrv. |  | CY | L.F. | HVR Intrv. | Imp Intrv.
AVERAGE | 14.9302 | 0.52751 | 0.78028 |  | AVERAGE | 14.9302 | 0.85489 | 0.44828
1896 | 10.089 | 0.52751 | 0.78026 |  | 1896 | 10.089 | 0.85489 | 0.448
1897 | 18.009 | 0.52751 | 0.78026 |  | 1897 | 18.009 | 0.85489 | 0.448
1898 | 13.815 | 0.52751 | 0.78026 |  | 1898 | 13.815 | 0.85489 | 0.448
1899 | 15.874 | 0.52751 | 0.78026 |  | 1899 | 15.874 | 0.85489 | 0.448
1900 | 13.228 | 0.52751 | 0.78026 |  | 1900 | 13.228 | 0.85489 | 0.448
1901 | 13.582 | 0.52751 | 0.78026 |  | 1901 | 13.582 | 0.85489 | 0.448
1902 | 9.393 | 0.52751 | 0.78026 |  | 1902 | 9.393 | 0.85489 | 0.448
1903 | 14.807 | 0.52751 | 0.78026 |  | 1903 | 14.807 | 0.85489 | 0.448
1904 | 15.645 | 0.52751 | 0.78026 |  | 1904 | 15.645 | 0.85489 | 0.448
1905 | 16.027 | 0.52751 | 0.78026 |  | 1905 | 16.027 | 0.85489 | 0.448
1906 | 18.2147 | 0.45851 | 0.58947 |  | 1906 | 18.2147 | 0.57799 | 0.46998
1907 | 21.2343 | 0.8185 | 0.92311 |  | 1907 | 21.2343 | 1.0356 | 0.70596
1908 | 11.774 | 0.6106 | 1.1055 |  | 1908 | 11.774 | 0.93852 | 0.77753
1909 | 21.8414 | 0.5721 | 1.3129 |  | 1909 | 21.8414 | 0.90116 | 0.98379
1910 | 14.7367 | 0.48461 | 1.4224 |  | 1910 | 14.7367 | 1.14 | 0.76701
1911 | 15.1251 | 0.61372 | 0.70934 |  | 1911 | 15.1251 | 1.2036 | 0.11942
1912 | 19.0821 | 0.5473 | 0.47873 |  | 1912 | 19.0821 | 0.72969 | 0.29634
1913 | 14.4722 | 0.34806 | 0.66078 |  | 1913 | 14.4722 | 0.72347 | 0.28537
1914 | 21.0668 | 0.48535 | 0.73941 |  | 1914 | 21.0668 | 0.88469 | 0.34007
1915 | 14.1376 | 0.22395 | 0.80395 |  | 1915 | 14.1376 | 0.83792 | 0.18998
1916 | 19.1875 | 0.82515 | 1.3047 |  | 1916 | 19.1875 | 1.3404 | 0.78941
1917 | 23.8493 | 0.38143 | 0.9982 |  | 1917 | 23.8493 | 0.87907 | 0.50055
1918 | 15.7507 | 0.65919 | 0.64186 |  | 1918 | 15.7507 | 0.85063 | 0.45042
1919 | 12.9515 | 0.77254 | 1.3135 |  | 1919 | 12.9515 | 1.2415 | 0.84454
1920 | 21.928 | 0.67844 | 1.0567 |  | 1920 | 21.928 | 1.3 | 0.43516
1921 | 22.7031 | 0.6981 | 1.3592 |  | 1921 | 22.7031 | 1.4666 | 0.59062
1922 | 18.6696 | 0.57087 | 1.2864 |  | 1922 | 18.6696 | 1.1482 | 0.70902
1923 | 18.3437 | 0.928 | 1.3647 |  | 1923 | 18.3437 | 1.9595 | 0.3332
1924 | 14.6391 | 0.42347 | 1.6691 |  | 1924 | 14.6391 | 1.3706 | 0.72191
1925 | 13.4108 | 0.56971 | 0.8887 |  | 1925 | 13.4108 | 0.65098 | 0.80744
1926 | 16.114 | 0.65758 | 0.34401 |  | 1926 | 16.114 | 0.63397 | 0.36761
1927 | 18.5519 | 0.93462 | 0.80706 |  | 1927 | 18.5519 | 1.0222 | 0.71949
1928 | 17.5779 | 0.37816 | 0.029527 |  | 1928 | 17.5779 | 0.27281 | 0.13487
1929 | 21.4071 | 0.43646 | 0.038287 |  | 1929 | 21.4071 | 0.29167 | 0.18308
1930 | 15.2835 | 0.57907 | 0.37663 |  | 1930 | 15.2835 | 0.62123 | 0.33447
1931 | 8.6317 | 0.48256 | 0.86089 |  | 1931 | 8.6317 | 0.63255 | 0.7109
1932 | 17.5455 | 1.0678 | 1.0761 |  | 1932 | 17.5455 | 1.2211 | 0.92279
1933 | 12.1301 | 0.42351 | 0.7011 |  | 1933 | 12.1301 | 0.67719 | 0.44742
1934 | 6.6275 | 0.31419 | 0.7754 |  | 1934 | 6.6275 | 0.56489 | 0.5247
1935 | 12.28 | 0.5116 | 0 |  | 1935 | 12.28 | 0.29807 | 0.1383
1936 | 14.4854 | 0.50753 | 0 |  | 1936 | 14.4854 | 0.48045 | -0.094667
1937 | 14.1618 | 0.7957 | 0.22847 |  | 1937 | 14.1618 | 0.80279 | 0.22138
1938 | 17.9201 | 0.50864 | 0.20932 |  | 1938 | 17.9201 | 0.60288 | 0.11508
1939 | 11.7181 | 0.39973 | 0.94001 |  | 1939 | 11.7181 | 0.86923 | 0.47051
1940 | 9.3803 | 0.62541 | 0.50858 |  | 1940 | 9.3803 | 1.0123 | 0.1217
1941 | 18.3193 | 1.3648 | 0.93542 |  | 1941 | 18.3193 | 2.048 | 0.25223
1942 | 19.4283 | 0.31727 | 0.72586 |  | 1942 | 19.4283 | 0.84653 | 0.1966
1943 | 13.6245 | 0.38903 | 0.34883 |  | 1943 | 13.6245 | 0.82525 | -0.087387
1944 | 15.5125 | 0.4915 | 0.44494 |  | 1944 | 15.5125 | 0.90066 | 0.035777
1945 | 13.9127 | 0.52544 | 0.59871 |  | 1945 | 13.9127 | 1.003 | 0.12112
1946 | 11.0627 | 0.53779 | 0.43282 |  | 1946 | 11.0627 | 0.73503 | 0.23558
1947 | 15.9163 | 0.43244 | 0.66678 |  | 1947 | 15.9163 | 0.70023 | 0.39899
1948 | 15.8802 | 0.23821 | 0.50993 |  | 1948 | 15.8802 | 0.29671 | 0.45143
1949 | 16.6622 | 0.17821 | 1.014 |  | 1949 | 16.6622 | 0.62555 | 0.56668
1950 | 13.3179 | 0.15426 | 0.74487 |  | 1950 | 13.3179 | 0.31826 | 0.58086
1951 | 12.4858 | 0.14516 | 0.74552 |  | 1951 | 12.4858 | 0.34867 | 0.54201
1952 | 20.9 | 0.46973 | 1.1725 |  | 1952 | 20.9 | 0.87049 | 0.77177
1953 | 11.204 | 0.17146 | 0.99378 |  | 1953 | 11.204 | 0.43154 | 0.7337
1954 | 8.3681 | 0.27251 | 0.82508 |  | 1954 | 8.3681 | 0.52001 | 0.57758
1955 | 9.7955 | 0.4524 | 1.2645 |  | 1955 | 9.7955 | 0.80241 | 0.91454
1956 | 11.5051 | 0.19777 | 0.79652 |  | 1956 | 11.5051 | 0.38811 | 0.60618
1957 | 20.1598 | 0.34109 | 0.89108 |  | 1957 | 20.1598 | 0.9085 | 0.32367
1958 | 16.8999 | 0.5928 | 1.1321 |  | 1958 | 16.8999 | 0.89982 | 0.82511
1959 | 9.2325 | 0.33909 | 0.96019 |  | 1959 | 9.2325 | 0.54603 | 0.75325
1960 | 11.9748 | 0.44874 | 0.87649 |  | 1960 | 11.9748 | 0.81334 | 0.51189
1961 | 9.2478 | 0.53277 | 0.61472 |  | 1961 | 9.2478 | 0.75638 | 0.39111
1962 | 17.7693 | 0.53793 | 0.30547 |  | 1962 | 17.7693 | 0.41077 | 0.43263
1963 | 9.2594 | 0.33037 | 0.59407 |  | 1963 | 9.2594 | 0.57476 | 0.34968
1964 | 10.8012 | 0.42084 | 0.4022 |  | 1964 | 10.8012 | 0.37802 | 0.445
1965 | 18.8664 | 0.34403 | 1.5889 |  | 1965 | 18.8664 | 1.2511 | 0.68176
1966 | 11.6222 | 0.65864 | 0.94009 |  | 1966 | 11.6222 | 1.0314 | 0.5673
1967 | 11.8085 | 0.59751 | 0.6813 |  | 1967 | 11.8085 | 0.83163 | 0.44718
1968 | 13.5082 | 0.69219 | 0.51747 |  | 1968 | 13.5082 | 0.83754 | 0.37212
1969 | 14.8497 | 0.81632 | 0.62977 |  | 1969 | 14.8497 | 1.0637 | 0.38238
1970 | 15.3443 | 0.55283 | 0.56604 |  | 1970 | 15.3443 | 0.72033 | 0.39853
1971 | 15.1154 | 0.4242 | 0.50397 |  | 1971 | 15.1154 | 0.57445 | 0.35372
1972 | 12.4127 | 0.5836 | 0.3809 |  | 1972 | 12.4127 | 0.65068 | 0.31381
1973 | 19.2021 | 1.0908 | 0.50467 |  | 1973 | 19.2021 | 1.3561 | 0.2393
1974 | 13.3165 | 0.32046 | 0.43531 |  | 1974 | 13.3165 | 0.74057 | 0.015195
1975 | 16.7949 | 0.3531 | 0.34874 |  | 1975 | 16.7949 | 0.70786 | 0
1976 | 11.2921 | 0.36913 | 0.557 |  | 1976 | 11.2921 | 0.63163 | 0.2945
1977 | 5.5161 | 0.31629 | 0.57879 |  | 1977 | 5.5161 | 0.42728 | 0.46781
1978 | 14.9677 | 0.59367 | 1.0306 |  | 1978 | 14.9677 | 1.2348 | 0.38942
1979 | 17.8792 | 0.89267 | 1.088 |  | 1979 | 17.8792 | 1.3251 | 0.65558
1980 | 17.526 | 0.9066 | 1.3038 |  | 1980 | 17.526 | 1.5544 | 0.65597
1981 | 8.7915 | 0.22438 | 0.95048 |  | 1981 | 8.7915 | 0.74621 | 0.42865
1982 | 16.7196 | 0.50972 | 0.81172 |  | 1982 | 16.7196 | 1.0411 | 0.28033
1983 | 24.4464 | 0.86843 | 0.89859 |  | 1983 | 24.4464 | 1.6002 | 0.16679
1984 | 25.2309 | 0.3987 | 1.2366 |  | 1984 | 25.2309 | 1.3928 | 0.24244
1985 | 21.3636 | 0.40941 | 1.0724 |  | 1985 | 21.3636 | 1.0175 | 0.46426
1986 | 22.4559 | 0.45265 | 0.46681 |  | 1986 | 22.4559 | 0.68648 | 0.23298
1987 | 16.933 | 0.52015 | 1.0593 |  | 1987 | 16.933 | 0.99207 | 0.58733
1988 | 11.798 | 0.56467 | 0.94016 |  | 1988 | 11.798 | 0.85789 | 0.64694
1989 | 10.1434 | 0.42793 | 0.82516 |  | 1989 | 10.1434 | 0.70148 | 0.55161
1990 | 9.3257 | 0.36136 | 0.78103 |  | 1990 | 9.3257 | 0.62083 | 0.52157
1991 | 12.2028 | 0.50961 | 0.87174 |  | 1991 | 12.2028 | 0.95456 | 0.42679
1992 | 10.9713 | 0.628 | 1.2691 |  | 1992 | 10.9713 | 1.292 | 0.6051
1993 | 18.1071 | 1.1251 | 2.0444 |  | 1993 | 18.1071 | 1.9851 | 1.1844
1994 | 10.6787 | 0.23288 | 0.82651 |  | 1994 | 10.6787 | 0.64814 | 0.41125
1995 | 20.0375 | 0.8929 | 1.1668 |  | 1995 | 20.0375 | 1.4712 | 0.58843
1996 | 14.5605 | 0.38384 | 0.62225 |  | 1996 | 14.5605 | 0.56941 | 0.43667
1997 | 21.0276 | 0.54918 | 0.44381 |  | 1997 | 21.0276 | 0.76226 | 0.23073
1998 | 17.2011 | 0.64257 | 0.67537 |  | 1998 | 17.2011 | 1.2009 | 0.11702
1999 | 16.5722 | 0.46215 | 0.64963 |  | 1999 | 16.5722 | 0.64212 | 0.46966
2000 | 11.1333 | 0.52076 | 0.36126 |  | 2000 | 11.1333 | 0.4814 | 0.40062
2001 | 10.9802 | 0.51737 | 0.53522 |  | 2001 | 10.9802 | 0.56709 | 0.4855
2002 | 6.2083 | 0.38021 | 0.35664 |  | 2002 | 6.2083 | 0.35211 | 0.38474
2003 | 10.3827 | 0.40181 | 0.55325 |  | 2003 | 10.3827 | 0.52152 | 0.43354
2004 | 9.333 | 0.55429 | 0.65451 |  | 2004 | 9.333 | 0.7231 | 0.48571
2005 | 16.914 | 0.52751 | 0.78026 |  | 2005 | 16.914 | 0.7231 | 0.448
2006 | 13.069 | 0.52751 | 0.78026 |  | 2006 | 13.069 | 0.7231 | 0.448
1896 | 10.089 | 0.855 | 0.448
1897 | 18.009 | 0.855 | 0.448
1898 | 13.815 | 0.855 | 0.448
1899 | 15.874 | 0.855 | 0.448
1900 | 13.228 | 0.855 | 0.448
1901 | 13.582 | 0.855 | 0.448
1902 | 9.393 | 0.855 | 0.448
1903 | 14.807 | 0.855 | 0.448
1904 | 15.645 | 0.855 | 0.448
1905 | 16.027 | 0.855 | 0.448
1906 | 18.2147 | 0.57799 | 0.46998
1907 | 21.2343 | 1.0356 | 0.70596
1908 | 11.774 | 0.93852 | 0.77753
1909 | 21.8414 | 0.90116 | 0.98379
1910 | 14.7367 | 1.14 | 0.76701
1911 | 15.1251 | 1.2036 | 0.11942
1912 | 19.0821 | 0.72969 | 0.29634
1913 | 14.4722 | 0.72347 | 0.28537
1914 | 21.0668 | 0.88469 | 0.34007
1915 | 14.1376 | 0.83792 | 0.18998
1916 | 19.1875 | 1.3404 | 0.78941
1917 | 23.8493 | 0.87907 | 0.50055
1918 | 15.7507 | 0.85063 | 0.45042
1919 | 12.9515 | 1.2415 | 0.84454
1920 | 21.928 | 1.3 | 0.43516
1921 | 22.7031 | 1.4666 | 0.59062
1922 | 18.6696 | 1.1482 | 0.70902
1923 | 18.3437 | 1.9595 | 0.3332
1924 | 14.6391 | 1.3706 | 0.72191
1925 | 13.4108 | 0.65098 | 0.80744
1926 | 16.114 | 0.63397 | 0.36761
1927 | 18.5519 | 1.0222 | 0.71949
1928 | 17.5779 | 0.27281 | 0.13487
1929 | 21.4071 | 0.29167 | 0.18308
1930 | 15.2835 | 0.62123 | 0.33447
1931 | 8.6317 | 0.63255 | 0.7109
1932 | 17.5455 | 1.2211 | 0.92279
1933 | 12.1301 | 0.67719 | 0.44742
1934 | 6.6275 | 0.56489 | 0.5247
1935 | 12.28 | 0.29807 | 0.1383
1936 | 14.4854 | 0.48045 | 0
1937 | 14.1618 | 0.80279 | 0.22138
1938 | 17.9201 | 0.60288 | 0.11508
1939 | 11.7181 | 0.86923 | 0.47051
1940 | 9.3803 | 1.0123 | 0.1217
1941 | 18.3193 | 2.048 | 0.25223
1942 | 19.4283 | 0.84653 | 0.1966
1943 | 13.6245 | 0.82525 | 0
1944 | 15.5125 | 0.90066 | 0.035777
1945 | 13.9127 | 1.003 | 0.12112
1946 | 11.0627 | 0.73503 | 0.23558
1947 | 15.9163 | 0.70023 | 0.39899
1948 | 15.8802 | 0.29671 | 0.45143
1949 | 16.6622 | 0.62555 | 0.56668
1950 | 13.3179 | 0.31826 | 0.58086
1951 | 12.4858 | 0.34867 | 0.54201
1952 | 20.9 | 0.87049 | 0.77177
1953 | 11.204 | 0.43154 | 0.7337
1954 | 8.3681 | 0.52001 | 0.57758
1955 | 9.7955 | 0.80241 | 0.91454
1956 | 11.5051 | 0.38811 | 0.60618
1957 | 20.1598 | 0.9085 | 0.32367
1958 | 16.8999 | 0.89982 | 0.82511
1959 | 9.2325 | 0.54603 | 0.75325
1960 | 11.9748 | 0.81334 | 0.51189
1961 | 9.2478 | 0.75638 | 0.39111
1962 | 17.7693 | 0.41077 | 0.43263
1963 | 9.2594 | 0.57476 | 0.34968
1964 | 10.8012 | 0.37802 | 0.445
1965 | 18.8664 | 1.2511 | 0.68176
1966 | 11.6222 | 1.0314 | 0.5673
1967 | 11.8085 | 0.83163 | 0.44718
1968 | 13.5082 | 0.83754 | 0.37212
1969 | 14.8497 | 1.0637 | 0.38238
1970 | 15.3443 | 0.72033 | 0.39853
1971 | 15.1154 | 0.57445 | 0.35372
1972 | 12.4127 | 0.65068 | 0.31381
1973 | 19.2021 | 1.3561 | 0.2393
1974 | 13.3165 | 0.74057 | 0.015195
1975 | 16.7949 | 0.70786 | 0
1976 | 11.2921 | 0.63163 | 0.2945
1977 | 5.5161 | 0.42728 | 0.46781
1978 | 14.9677 | 1.2348 | 0.38942
1979 | 17.8792 | 1.3251 | 0.65558
1980 | 17.526 | 1.5544 | 0.65597
1981 | 8.7915 | 0.74621 | 0.42865
1982 | 16.7196 | 1.0411 | 0.28033
1983 | 24.4464 | 1.6002 | 0.16679
1984 | 25.2309 | 1.3928 | 0.24244
1985 | 21.3636 | 1.0175 | 0.46426
1986 | 22.4559 | 0.68648 | 0.23298
1987 | 16.933 | 0.99207 | 0.58733
1988 | 11.798 | 0.85789 | 0.64694
1989 | 10.1434 | 0.70148 | 0.55161
1990 | 9.3257 | 0.62083 | 0.52157
1991 | 12.2028 | 0.95456 | 0.42679
1992 | 10.9713 | 1.292 | 0.6051
1993 | 18.1071 | 1.9851 | 1.1844
1994 | 10.6787 | 0.64814 | 0.41125
1995 | 20.0375 | 1.4712 | 0.58843
1996 | 14.5605 | 0.56941 | 0.43667
1997 | 21.0276 | 0.76226 | 0.23073
1998 | 17.2011 | 1.2009 | 0.11702
1999 | 16.5722 | 0.64212 | 0.46966
2000 | 11.1333 | 0.4814 | 0.40062
2001 | 10.9802 | 0.56709 | 0.4855
2002 | 6.2083 | 0.35211 | 0.38474
2003 | 10.3827 | 0.52152 | 0.43354
2004 | 9.333 | 0.7231 | 0.48571
2005 | 16.914 | 0.855 | 0.448
2006 | 13.069 | 0.855 | 0.448
1896 | 10.089 | 0.855 | 0.448
1897 | 18.009 | 0.855 | 0.448
1898 | 13.815 | 0.855 | 0.448
1899 | 15.874 | 0.855 | 0.448
1900 | 13.228 | 0.855 | 0.448
1901 | 13.582 | 0.855 | 0.448
1902 | 9.393 | 0.855 | 0.448
1903 | 14.807 | 0.855 | 0.448
1904 | 15.645 | 0.855 | 0.448
1905 | 16.027 | 0.855 | 0.448
1906 | 18.2147 | 0.57799 | 0.46998
1907 | 21.2343 | 1.0356 | 0.70596
1908 | 11.774 | 0.93852 | 0.77753
1909 | 21.8414 | 0.90116 | 0.98379
1910 | 14.7367 | 1.14 | 0.76701
1911 | 15.1251 | 1.2036 | 0.11942
1912 | 19.0821 | 0.72969 | 0.29634
1913 | 14.4722 | 0.72347 | 0.28537
1914 | 21.0668 | 0.88469 | 0.34007
1915 | 14.1376 | 0.83792 | 0.18998
1916 | 19.1875 | 1.3404 | 0.78941
1917 | 23.8493 | 0.87907 | 0.50055
1918 | 15.7507 | 0.85063 | 0.45042
1919 | 12.9515 | 1.2415 | 0.84454
1920 | 21.928 | 1.3 | 0.43516
1921 | 22.7031 | 1.4666 | 0.59062
1922 | 18.6696 | 1.1482 | 0.70902
1923 | 18.3437 | 1.9595 | 0.3332
1924 | 14.6391 | 1.3706 | 0.72191
1925 | 13.4108 | 0.65098 | 0.80744
1926 | 16.114 | 0.63397 | 0.36761
1927 | 18.5519 | 1.0222 | 0.71949
1928 | 17.5779 | 0.27281 | 0.13487
1929 | 21.4071 | 0.29167 | 0.18308
1930 | 15.2835 | 0.62123 | 0.33447
1931 | 8.6317 | 0.63255 | 0.7109
1932 | 17.5455 | 1.2211 | 0.92279
1933 | 12.1301 | 0.67719 | 0.44742
1934 | 6.6275 | 0.56489 | 0.5247
1935 | 12.28 | 0.29807 | 0.1383
1936 | 14.4854 | 0.48045 | 0
1937 | 14.1618 | 0.80279 | 0.22138
1938 | 17.9201 | 0.60288 | 0.11508
1939 | 11.7181 | 0.86923 | 0.47051
1940 | 9.3803 | 1.0123 | 0.1217
1941 | 18.3193 | 2.048 | 0.25223
1942 | 19.4283 | 0.84653 | 0.1966
1943 | 13.6245 | 0.82525 | 0
1944 | 15.5125 | 0.90066 | 0.035777
1945 | 13.9127 | 1.003 | 0.12112
1946 | 11.0627 | 0.73503 | 0.23558
1947 | 15.9163 | 0.70023 | 0.39899
1948 | 15.8802 | 0.29671 | 0.45143
1949 | 16.6622 | 0.62555 | 0.56668
1950 | 13.3179 | 0.31826 | 0.58086
1951 | 12.4858 | 0.34867 | 0.54201
1952 | 20.9 | 0.87049 | 0.77177
1953 | 11.204 | 0.43154 | 0.7337
1954 | 8.3681 | 0.52001 | 0.57758
1955 | 9.7955 | 0.80241 | 0.91454
1956 | 11.5051 | 0.38811 | 0.60618
1957 | 20.1598 | 0.9085 | 0.32367
1958 | 16.8999 | 0.89982 | 0.82511
1959 | 9.2325 | 0.54603 | 0.75325
1960 | 11.9748 | 0.81334 | 0.51189
1961 | 9.2478 | 0.75638 | 0.39111
1962 | 17.7693 | 0.41077 | 0.43263
1963 | 9.2594 | 0.57476 | 0.34968
1964 | 10.8012 | 0.37802 | 0.445
1965 | 18.8664 | 1.2511 | 0.68176
1966 | 11.6222 | 1.0314 | 0.5673
1967 | 11.8085 | 0.83163 | 0.44718
1968 | 13.5082 | 0.83754 | 0.37212
1969 | 14.8497 | 1.0637 | 0.38238
1970 | 15.3443 | 0.72033 | 0.39853
1971 | 15.1154 | 0.57445 | 0.35372
1972 | 12.4127 | 0.65068 | 0.31381
1973 | 19.2021 | 1.3561 | 0.2393
1974 | 13.3165 | 0.74057 | 0.015195
1975 | 16.7949 | 0.70786 | 0
1976 | 11.2921 | 0.63163 | 0.2945
1977 | 5.5161 | 0.42728 | 0.46781
1978 | 14.9677 | 1.2348 | 0.38942
1979 | 17.8792 | 1.3251 | 0.65558
1980 | 17.526 | 1.5544 | 0.65597
1981 | 8.7915 | 0.74621 | 0.42865
1982 | 16.7196 | 1.0411 | 0.28033
1983 | 24.4464 | 1.6002 | 0.16679
1984 | 25.2309 | 1.3928 | 0.24244
1985 | 21.3636 | 1.0175 | 0.46426
1986 | 22.4559 | 0.68648 | 0.23298
1987 | 16.933 | 0.99207 | 0.58733
1988 | 11.798 | 0.85789 | 0.64694
1989 | 10.1434 | 0.70148 | 0.55161
1990 | 9.3257 | 0.62083 | 0.52157
1991 | 12.2028 | 0.95456 | 0.42679
1992 | 10.9713 | 1.292 | 0.6051
1993 | 18.1071 | 1.9851 | 1.1844
1994 | 10.6787 | 0.64814 | 0.41125
1995 | 20.0375 | 1.4712 | 0.58843
1996 | 14.5605 | 0.56941 | 0.43667
1997 | 21.0276 | 0.76226 | 0.23073
1998 | 17.2011 | 1.2009 | 0.11702
1999 | 16.5722 | 0.64212 | 0.46966
2000 | 11.1333 | 0.4814 | 0.40062
2001 | 10.9802 | 0.56709 | 0.4855
2002 | 6.2083 | 0.35211 | 0.38474
2003 | 10.3827 | 0.52152 | 0.43354
2004 | 9.333 | 0.7231 | 0.48571
2005 | 16.914 | 0.855 | 0.448
2006 | 13.069 | 0.855 | 0.448

## Res. Evap.
LAKE MEAD | [6 empty] | LAKE POWELL
based on 78 inches/year evaporation from lake mead | [6 empty] | based on 47.5 inches/year evaporation from lake powell
Capacity, maf | Pool El | Capacity, maf | Surface area, acres | Pool El | Evap, maf |  | Pool Elev, ft | Storage, KAF | Surface Area, Acres | Pool Elev, ft | Evap, maf
0 | 850 | 0 | 0 | 850 | 0 | place holder | 3330 | 0 | 0 | 3330 | 0 | place holder
0.5 | 860 | 0.5 | 10000 | 860 | 0.1 |  | 3340 | 200 | 4000 | 3340 | 0.01
1 | 870 | 1 | 20000 | 870 | 0.15 |  | 3350 | 500 | 10000 | 3350 | 0.03
1.5 | 885 | 1.5 | 25000 | 885 | 0.2 |  | 3361 | 1711.4634 | 18683.9 | 3361 | 0.07397 | extrapolated
1.948 | 892 | 1.948 | 28288.442 | 892 | 0.18387 | extrapolated | 3362 | 1731.8564 | 18863.8 | 3362 | 0.074682
1.977 | 893 | 1.977 | 28496.123 | 893 | 0.18522 |  | 3363 | 1752.2494 | 19043.7 | 3363 | 0.075394
2.006 | 894 | 2.006 | 28703.804 | 894 | 0.18657 |  | 3364 | 1772.6423 | 19223.6 | 3364 | 0.076106
2.035 | 895 | 2.035 | 28911.485 | 895 | 0.18792 |  | 3365 | 1793.0352 | 19403.5 | 3365 | 0.076818
2.064 | 896 | 2.064 | 29119.166 | 896 | 0.18927 |  | 3366 | 1813.4282 | 19583.4 | 3366 | 0.077531
2.0932 | 897 | 2.0932 | 29326.847 | 897 | 0.19062 |  | 3367 | 1833.8211 | 19763.3 | 3367 | 0.078243
2.1227 | 898 | 2.1227 | 29534.528 | 898 | 0.19197 |  | 3368 | 1854.2141 | 19943.2 | 3368 | 0.078955
2.1523 | 899 | 2.1523 | 29742.209 | 899 | 0.19332 |  | 3369 | 1874.6071 | 20123.1 | 3369 | 0.079667
2.1822 | 900 | 2.1822 | 29949.89 | 900 | 0.19467 |  | 3370 | 1895 | 20303 | 3370 | 0.08038
2.2122 | 901 | 2.2122 | 30183.0394 | 901 | 0.19619 |  | 3371 | 1915.3929 | 20482.9 | 3371 | 0.081092
2.2425 | 902 | 2.2425 | 30416.1888 | 902 | 0.19771 |  | 3372 | 1935.9658 | 20662.8 | 3372 | 0.081804
2.2731 | 903 | 2.2731 | 30649.3382 | 903 | 0.19922 |  | 3373 | 1956.7186 | 20842.7 | 3373 | 0.082516
2.3038 | 904 | 2.3038 | 30882.4876 | 904 | 0.20074 |  | 3374 | 1977.6512 | 21022.6 | 3374 | 0.083228
2.3348 | 905 | 2.3348 | 31115.637 | 905 | 0.20225 |  | 3375 | 1998.7638 | 21202.5 | 3375 | 0.083941
2.366 | 906 | 2.366 | 31348.7864 | 906 | 0.20377 |  | 3376 | 2020.0562 | 21382.4 | 3376 | 0.084653
2.3975 | 907 | 2.3975 | 31581.9358 | 907 | 0.20528 |  | 3377 | 2041.5285 | 21562.3 | 3377 | 0.085365
2.4292 | 908 | 2.4292 | 31815.0852 | 908 | 0.2068 |  | 3378 | 2063.1808 | 21742.2 | 3378 | 0.086077
2.4611 | 909 | 2.4611 | 32048.2346 | 909 | 0.20831 |  | 3379 | 2085.0129 | 21922.1 | 3379 | 0.08679
2.4933 | 910 | 2.4933 | 32281.384 | 910 | 0.20983 |  | 3380 | 2107.025 | 22102 | 3380 | 0.087502
2.5257 | 911 | 2.5257 | 32514.5334 | 911 | 0.21134 |  | 3381 | 2129.226 | 22300 | 3381 | 0.088286
2.5583 | 912 | 2.5583 | 32747.6828 | 912 | 0.21286 |  | 3382 | 2151.625 | 22498 | 3382 | 0.08907
2.5912 | 913 | 2.5912 | 32980.8322 | 913 | 0.21438 |  | 3383 | 2174.222 | 22696 | 3383 | 0.089853
2.6243 | 914 | 2.6243 | 33213.9816 | 914 | 0.21589 |  | 3384 | 2197.017 | 22894 | 3384 | 0.090637
2.6576 | 915 | 2.6576 | 33447.131 | 915 | 0.21741 |  | 3385 | 2220.01 | 23092 | 3385 | 0.091421
2.6912 | 916 | 2.6912 | 33680.2804 | 916 | 0.21892 |  | 3386 | 2243.201 | 23290 | 3386 | 0.092205
2.725 | 917 | 2.725 | 33913.4298 | 917 | 0.22044 |  | 3387 | 2266.59 | 23488 | 3387 | 0.092989
2.759 | 918 | 2.759 | 34146.5792 | 918 | 0.22195 |  | 3388 | 2290.177 | 23686 | 3388 | 0.093773
2.7933 | 919 | 2.7933 | 34379.7286 | 919 | 0.22347 |  | 3389 | 2313.962 | 23884 | 3389 | 0.094557
2.8278 | 920 | 2.8278 | 34612.88 | 920 | 0.22498 |  | 3390 | 2337.945 | 24082 | 3390 | 0.095341
2.8625 | 921 | 2.8625 | 34838.9334 | 921 | 0.22645 |  | 3391 | 2362.126 | 24280 | 3391 | 0.096125
2.8975 | 922 | 2.8975 | 35064.9868 | 922 | 0.22792 |  | 3392 | 2386.505 | 24478 | 3392 | 0.096908
2.9326 | 923 | 2.9326 | 35291.0402 | 923 | 0.22939 |  | 3393 | 2411.082 | 24676 | 3393 | 0.097692
2.968 | 924 | 2.968 | 35517.0936 | 924 | 0.23086 |  | 3394 | 2435.857 | 24874 | 3394 | 0.098476
3.0037 | 925 | 3.0037 | 35743.147 | 925 | 0.23233 |  | 3395 | 2460.83 | 25072 | 3395 | 0.09926
3.0395 | 926 | 3.0395 | 35969.2004 | 926 | 0.2338 |  | 3396 | 2486.001 | 25270 | 3396 | 0.10004
3.0756 | 927 | 3.0756 | 36195.2538 | 927 | 0.23527 |  | 3397 | 2511.37 | 25468 | 3397 | 0.10083
3.1119 | 928 | 3.1119 | 36421.3072 | 928 | 0.23674 |  | 3398 | 2536.937 | 25666 | 3398 | 0.10161
3.1485 | 929 | 3.1485 | 36647.3606 | 929 | 0.23821 |  | 3399 | 2562.702 | 25864 | 3399 | 0.1024
3.1852 | 930 | 3.1852 | 36873.414 | 930 | 0.23968 |  | 3400 | 2588.665 | 26062 | 3400 | 0.10318
3.2222 | 931 | 3.2222 | 37099.4674 | 931 | 0.24115 |  | 3401 | 2614.8266 | 26261.15 | 3401 | 0.10397
3.2594 | 932 | 3.2594 | 37325.5208 | 932 | 0.24262 |  | 3402 | 2641.1873 | 26460.3 | 3402 | 0.10476
3.2968 | 933 | 3.2968 | 37551.5742 | 933 | 0.24409 |  | 3403 | 2667.7472 | 26659.45 | 3403 | 0.10554
3.3345 | 934 | 3.3345 | 37777.6276 | 934 | 0.24555 |  | 3404 | 2694.5062 | 26858.6 | 3404 | 0.10633
3.3724 | 935 | 3.3724 | 38003.681 | 935 | 0.24702 |  | 3405 | 2721.4644 | 27057.75 | 3405 | 0.10712
3.4105 | 936 | 3.4105 | 38229.7344 | 936 | 0.24849 |  | 3406 | 2748.6217 | 27256.9 | 3406 | 0.10791
3.4489 | 937 | 3.4489 | 38455.7878 | 937 | 0.24996 |  | 3407 | 2775.9782 | 27456.05 | 3407 | 0.1087
3.4874 | 938 | 3.4874 | 38681.8412 | 938 | 0.25143 |  | 3408 | 2803.5338 | 27655.2 | 3408 | 0.10949
3.5262 | 939 | 3.5262 | 38907.8946 | 939 | 0.2529 |  | 3409 | 2831.2886 | 27854.35 | 3409 | 0.11028
3.5652 | 940 | 3.5652 | 39133.95 | 940 | 0.25437 |  | 3410 | 2859.2425 | 28053.5 | 3410 | 0.11106
3.6045 | 941 | 3.6045 | 39357.287 | 941 | 0.25582 |  | 3411 | 2887.3956 | 28252.65 | 3411 | 0.11185
3.644 | 942 | 3.644 | 39580.624 | 942 | 0.25727 |  | 3412 | 2915.7478 | 28451.8 | 3412 | 0.11264
3.6837 | 943 | 3.6837 | 39803.961 | 943 | 0.25873 |  | 3413 | 2944.2992 | 28650.95 | 3413 | 0.11343
3.7236 | 944 | 3.7236 | 40027.298 | 944 | 0.26018 |  | 3414 | 2973.0497 | 28850.1 | 3414 | 0.11422
3.7637 | 945 | 3.7637 | 40250.635 | 945 | 0.26163 |  | 3415 | 3001.9994 | 29049.25 | 3415 | 0.11501
3.8041 | 946 | 3.8041 | 40473.972 | 946 | 0.26308 |  | 3416 | 3031.1482 | 29248.4 | 3416 | 0.11579
3.8447 | 947 | 3.8447 | 40697.309 | 947 | 0.26453 |  | 3417 | 3060.4962 | 29447.55 | 3417 | 0.11658
3.8855 | 948 | 3.8855 | 40920.646 | 948 | 0.26598 |  | 3418 | 3090.0433 | 29646.7 | 3418 | 0.11737
3.9265 | 949 | 3.9265 | 41143.983 | 949 | 0.26744 |  | 3419 | 3119.7896 | 29845.85 | 3419 | 0.11816
3.9678 | 950 | 3.9678 | 41367.32 | 950 | 0.26889 |  | 3420 | 3149.735 | 30045 | 3420 | 0.11895
4.0093 | 951 | 4.0093 | 41632.759 | 951 | 0.27061 |  | 3421 | 3179.8963 | 30277.7 | 3421 | 0.11987
4.051 | 952 | 4.051 | 41898.198 | 952 | 0.27234 |  | 3422 | 3210.2904 | 30510.4 | 3422 | 0.12079
4.0931 | 953 | 4.0931 | 42163.637 | 953 | 0.27406 |  | 3423 | 3240.9172 | 30743.1 | 3423 | 0.12171
4.1353 | 954 | 4.1353 | 42429.076 | 954 | 0.27579 |  | 3424 | 3271.7766 | 30975.8 | 3424 | 0.12263
4.1779 | 955 | 4.1779 | 42694.515 | 955 | 0.27751 |  | 3425 | 3302.8688 | 31208.5 | 3425 | 0.12355
4.2207 | 956 | 4.2207 | 42959.954 | 956 | 0.27924 |  | 3426 | 3334.1936 | 31441.2 | 3426 | 0.12448
4.2638 | 957 | 4.2638 | 43225.393 | 957 | 0.28097 |  | 3427 | 3365.7512 | 31673.9 | 3427 | 0.1254
4.3072 | 958 | 4.3072 | 43490.832 | 958 | 0.28269 |  | 3428 | 3397.5414 | 31906.6 | 3428 | 0.12632
4.3508 | 959 | 4.3508 | 43756.271 | 959 | 0.28442 |  | 3429 | 3429.5644 | 32139.3 | 3429 | 0.12724
4.3947 | 960 | 4.3947 | 44021.71 | 960 | 0.28614 |  | 3430 | 3461.82 | 32372 | 3430 | 0.12816
4.4389 | 961 | 4.4389 | 44287.149 | 961 | 0.28787 |  | 3431 | 3494.3083 | 32604.7 | 3431 | 0.12908
4.4833 | 962 | 4.4833 | 44552.588 | 962 | 0.28959 |  | 3432 | 3527.0294 | 32837.4 | 3432 | 0.13
4.528 | 963 | 4.528 | 44818.027 | 963 | 0.29132 |  | 3433 | 3559.9832 | 33070.1 | 3433 | 0.13092
4.5729 | 964 | 4.5729 | 45083.466 | 964 | 0.29304 |  | 3434 | 3593.1696 | 33302.8 | 3434 | 0.13185
4.6181 | 965 | 4.6181 | 45348.905 | 965 | 0.29477 |  | 3435 | 3626.5887 | 33535.5 | 3435 | 0.13277
4.6636 | 966 | 4.6636 | 45614.344 | 966 | 0.29649 |  | 3436 | 3660.2406 | 33768.2 | 3436 | 0.13369
4.7094 | 967 | 4.7094 | 45879.783 | 967 | 0.29822 |  | 3437 | 3694.1251 | 34000.9 | 3437 | 0.13461
4.7554 | 968 | 4.7554 | 46145.222 | 968 | 0.29994 |  | 3438 | 3728.2424 | 34233.6 | 3438 | 0.13553
4.8016 | 969 | 4.8016 | 46410.661 | 969 | 0.30167 |  | 3439 | 3762.5923 | 34466.3 | 3439 | 0.13645
4.8482 | 970 | 4.8482 | 46676.1 | 970 | 0.30339 |  | 3440 | 3797.175 | 34699 | 3440 | 0.13737
4.895 | 971 | 4.895 | 46934.23 | 971 | 0.30507 |  | 3441 | 3832.0156 | 34982.1 | 3441 | 0.13849
4.9421 | 972 | 4.9421 | 47192.36 | 972 | 0.30675 |  | 3442 | 3867.1392 | 35265.2 | 3442 | 0.13961
4.9894 | 973 | 4.9894 | 47450.49 | 973 | 0.30843 |  | 3443 | 3902.546 | 35548.3 | 3443 | 0.14074
5.037 | 974 | 5.037 | 47708.62 | 974 | 0.31011 |  | 3444 | 3938.2358 | 35831.4 | 3444 | 0.14186
5.0848 | 975 | 5.0848 | 47966.75 | 975 | 0.31178 |  | 3445 | 3974.2087 | 36114.5 | 3445 | 0.14298
5.1329 | 976 | 5.1329 | 48224.88 | 976 | 0.31346 |  | 3446 | 4010.4648 | 36397.6 | 3446 | 0.1441
5.1812 | 977 | 5.1812 | 48483.01 | 977 | 0.31514 |  | 3447 | 4047.0039 | 36680.7 | 3447 | 0.14522
5.2299 | 978 | 5.2299 | 48741.14 | 978 | 0.31682 |  | 3448 | 4083.8262 | 36963.8 | 3448 | 0.14634
5.2787 | 979 | 5.2787 | 48999.27 | 979 | 0.3185 |  | 3449 | 4120.9316 | 37246.9 | 3449 | 0.14746
5.3279 | 980 | 5.3279 | 49257.4 | 980 | 0.32017 |  | 3450 | 4158.32 | 37530 | 3450 | 0.14858
5.3772 | 981 | 5.3772 | 49515.53 | 981 | 0.32185 |  | 3451 | 4195.9915 | 37813.1 | 3451 | 0.1497
5.4269 | 982 | 5.4269 | 49773.66 | 982 | 0.32353 |  | 3452 | 4233.9462 | 38096.2 | 3452 | 0.15082
5.4768 | 983 | 5.4768 | 50031.79 | 983 | 0.32521 |  | 3453 | 4272.1839 | 38379.3 | 3453 | 0.15194
5.527 | 984 | 5.527 | 50289.92 | 984 | 0.32688 |  | 3454 | 4310.7048 | 38662.4 | 3454 | 0.15306
5.5774 | 985 | 5.5774 | 50548.05 | 985 | 0.32856 |  | 3455 | 4349.5087 | 38945.5 | 3455 | 0.15419
5.628 | 986 | 5.628 | 50806.18 | 986 | 0.33024 |  | 3456 | 4388.5958 | 39228.6 | 3456 | 0.15531
5.679 | 987 | 5.679 | 51064.31 | 987 | 0.33192 |  | 3457 | 4427.9659 | 39511.7 | 3457 | 0.15643
5.7302 | 988 | 5.7302 | 51322.44 | 988 | 0.3336 |  | 3458 | 4467.6192 | 39794.8 | 3458 | 0.15755
5.7816 | 989 | 5.7816 | 51580.57 | 989 | 0.33527 |  | 3459 | 4507.5556 | 40077.9 | 3459 | 0.15867
5.8333 | 990 | 5.8333 | 51838.7 | 990 | 0.33695 |  | 3460 | 4547.775 | 40361 | 3460 | 0.15979
5.8853 | 991 | 5.8853 | 52136.384 | 991 | 0.33889 |  | 3461 | 4588.2838 | 40656.7 | 3461 | 0.16096
5.9376 | 992 | 5.9376 | 52434.068 | 992 | 0.34082 |  | 3462 | 4629.0884 | 40952.4 | 3462 | 0.16213
5.9902 | 993 | 5.9902 | 52731.752 | 993 | 0.34276 |  | 3463 | 4670.1887 | 41248.1 | 3463 | 0.1633
6.0431 | 994 | 6.0431 | 53029.436 | 994 | 0.34469 |  | 3464 | 4711.5846 | 41543.8 | 3464 | 0.16447
6.0963 | 995 | 6.0963 | 53327.12 | 995 | 0.34663 |  | 3465 | 4753.2762 | 41839.5 | 3465 | 0.16564
6.1497 | 996 | 6.1497 | 53624.804 | 996 | 0.34856 |  | 3466 | 4795.2636 | 42135.2 | 3466 | 0.16681
6.2035 | 997 | 6.2035 | 53922.488 | 997 | 0.3505 |  | 3467 | 4837.5467 | 42430.9 | 3467 | 0.16798
6.2576 | 998 | 6.2576 | 54220.172 | 998 | 0.35243 |  | 3468 | 4880.1254 | 42726.6 | 3468 | 0.16915
6.3119 | 999 | 6.3119 | 54517.856 | 999 | 0.35437 |  | 3469 | 4922.9999 | 43022.3 | 3469 | 0.17033
6.3666 | 1000 | 6.3666 | 54815.54 | 1000 | 0.3563 |  | 3470 | 4966.17 | 43318 | 3470 | 0.1715
6.4216 | 1001 | 6.4216 | 55132.518 | 1001 | 0.35836 |  | 3471 | 5009.6358 | 43613.7 | 3471 | 0.17267
6.4769 | 1002 | 6.4769 | 55449.496 | 1002 | 0.36042 |  | 3472 | 5053.3974 | 43909.4 | 3472 | 0.17384
6.5325 | 1003 | 6.5325 | 55766.474 | 1003 | 0.36248 |  | 3473 | 5097.4546 | 44205.1 | 3473 | 0.17501
6.5884 | 1004 | 6.5884 | 56083.452 | 1004 | 0.36454 |  | 3474 | 5141.8076 | 44500.8 | 3474 | 0.17618
6.6446 | 1005 | 6.6446 | 56400.43 | 1005 | 0.3666 |  | 3475 | 5186.4563 | 44796.5 | 3475 | 0.17735
6.7012 | 1006 | 6.7012 | 56717.408 | 1006 | 0.36866 |  | 3476 | 5231.4006 | 45092.2 | 3476 | 0.17852
6.7581 | 1007 | 6.7581 | 57034.386 | 1007 | 0.37072 |  | 3477 | 5276.6407 | 45387.9 | 3477 | 0.17969
6.8153 | 1008 | 6.8153 | 57351.364 | 1008 | 0.37278 |  | 3478 | 5322.1764 | 45683.6 | 3478 | 0.18086
6.8728 | 1009 | 6.8728 | 57668.342 | 1009 | 0.37484 |  | 3479 | 5368.0078 | 45979.3 | 3479 | 0.18203
6.9306 | 1010 | 6.9306 | 57985.32 | 1010 | 0.3769 |  | 3480 | 5414.135 | 46275 | 3480 | 0.1832
6.9888 | 1011 | 6.9888 | 58302.298 | 1011 | 0.37896 |  | 3481 | 5460.5628 | 46580.55 | 3481 | 0.18441
7.0472 | 1012 | 7.0472 | 58619.276 | 1012 | 0.38103 |  | 3482 | 5507.2961 | 46886.1 | 3482 | 0.18562
7.106 | 1013 | 7.106 | 58936.254 | 1013 | 0.38309 |  | 3483 | 5554.335 | 47191.65 | 3483 | 0.18683
7.1651 | 1014 | 7.1651 | 59253.232 | 1014 | 0.38515 |  | 3484 | 5601.6794 | 47497.2 | 3484 | 0.18804
7.2245 | 1015 | 7.2245 | 59570.21 | 1015 | 0.38721 |  | 3485 | 5649.3294 | 47802.75 | 3485 | 0.18925
7.2842 | 1016 | 7.2842 | 59887.188 | 1016 | 0.38927 |  | 3486 | 5697.2849 | 48108.3 | 3486 | 0.19046
7.3443 | 1017 | 7.3443 | 60204.166 | 1017 | 0.39133 |  | 3487 | 5745.546 | 48413.85 | 3487 | 0.19167
7.4046 | 1018 | 7.4046 | 60521.144 | 1018 | 0.39339 |  | 3488 | 5794.1126 | 48719.4 | 3488 | 0.19288
7.4653 | 1019 | 7.4653 | 60838.122 | 1019 | 0.39545 |  | 3489 | 5842.9848 | 49024.95 | 3489 | 0.19409
7.5263 | 1020 | 7.5263 | 61155.1 | 1020 | 0.39751 |  | 3490 | 5892.1625 | 49330.5 | 3490 | 0.1953
7.5876 | 1021 | 7.5876 | 61469.269 | 1021 | 0.39955 |  | 3491 | 5941.6458 | 49636.05 | 3491 | 0.19651
7.6493 | 1022 | 7.6493 | 61783.438 | 1022 | 0.40159 |  | 3492 | 5991.4346 | 49941.6 | 3492 | 0.19772
7.7112 | 1023 | 7.7112 | 62097.607 | 1023 | 0.40363 |  | 3493 | 6041.529 | 50247.15 | 3493 | 0.19893
7.7734 | 1024 | 7.7734 | 62411.776 | 1024 | 0.40568 |  | 3494 | 6091.9289 | 50552.7 | 3494 | 0.20014
7.836 | 1025 | 7.836 | 62725.945 | 1025 | 0.40772 |  | 3495 | 6142.6344 | 50858.25 | 3495 | 0.20135
7.8989 | 1026 | 7.8989 | 63040.114 | 1026 | 0.40976 |  | 3496 | 6193.6454 | 51163.8 | 3496 | 0.20256
7.9621 | 1027 | 7.9621 | 63354.283 | 1027 | 0.4118 |  | 3497 | 6244.962 | 51469.35 | 3497 | 0.20377
8.0256 | 1028 | 8.0256 | 63668.452 | 1028 | 0.41384 |  | 3498 | 6296.5841 | 51774.9 | 3498 | 0.20498
8.0894 | 1029 | 8.0894 | 63982.621 | 1029 | 0.41589 |  | 3499 | 6348.5118 | 52080.45 | 3499 | 0.20619
8.1536 | 1030 | 8.1536 | 64296.79 | 1030 | 0.41793 |  | 3500 | 6400.745 | 52386 | 3500 | 0.2074
8.218 | 1031 | 8.218 | 64610.959 | 1031 | 0.41997 |  | 3501 | 6453.3083 | 52740.5 | 3501 | 0.2088
8.2828 | 1032 | 8.2828 | 64925.128 | 1032 | 0.42201 |  | 3502 | 6506.226 | 53095 | 3502 | 0.2102
8.3479 | 1033 | 8.3479 | 65239.297 | 1033 | 0.42406 |  | 3503 | 6559.4982 | 53449.5 | 3503 | 0.21161
8.4133 | 1034 | 8.4133 | 65553.466 | 1034 | 0.4261 |  | 3504 | 6613.125 | 53804 | 3504 | 0.21301
8.479 | 1035 | 8.479 | 65867.635 | 1035 | 0.42814 |  | 3505 | 6667.1062 | 54158.5 | 3505 | 0.21441
8.545 | 1036 | 8.545 | 66181.804 | 1036 | 0.43018 |  | 3506 | 6721.442 | 54513 | 3506 | 0.21582
8.6113 | 1037 | 8.6113 | 66495.973 | 1037 | 0.43222 |  | 3507 | 6776.1322 | 54867.5 | 3507 | 0.21722
8.678 | 1038 | 8.678 | 66810.142 | 1038 | 0.43427 |  | 3508 | 6831.177 | 55222 | 3508 | 0.21862
8.745 | 1039 | 8.745 | 67124.311 | 1039 | 0.43631 |  | 3509 | 6886.5763 | 55576.5 | 3509 | 0.22003
8.8123 | 1040 | 8.8123 | 67438.48 | 1040 | 0.43835 |  | 3510 | 6942.33 | 55931 | 3510 | 0.22143
8.8799 | 1041 | 8.8799 | 67823.0366 | 1041 | 0.44085 |  | 3511 | 6998.4383 | 56285.5 | 3511 | 0.22283
8.9479 | 1042 | 8.9479 | 68207.5932 | 1042 | 0.44335 |  | 3512 | 7054.901 | 56640 | 3512 | 0.22424
9.0163 | 1043 | 9.0163 | 68592.1498 | 1043 | 0.44585 |  | 3513 | 7111.7182 | 56994.5 | 3513 | 0.22564
9.0851 | 1044 | 9.0851 | 68976.7064 | 1044 | 0.44835 |  | 3514 | 7168.89 | 57349 | 3514 | 0.22704
9.1543 | 1045 | 9.1543 | 69361.263 | 1045 | 0.45085 |  | 3515 | 7226.4163 | 57703.5 | 3515 | 0.22845
9.2238 | 1046 | 9.2238 | 69745.8196 | 1046 | 0.45335 |  | 3516 | 7284.297 | 58058 | 3516 | 0.22985
9.2937 | 1047 | 9.2937 | 70130.3762 | 1047 | 0.45585 |  | 3517 | 7342.5323 | 58412.5 | 3517 | 0.23126
9.3641 | 1048 | 9.3641 | 70514.9328 | 1048 | 0.45835 |  | 3518 | 7401.122 | 58767 | 3518 | 0.23266
9.4348 | 1049 | 9.4348 | 70899.4894 | 1049 | 0.46085 |  | 3519 | 7460.0662 | 59121.5 | 3519 | 0.23406
9.5059 | 1050 | 9.5059 | 71284.046 | 1050 | 0.46335 |  | 3520 | 7519.365 | 59476 | 3520 | 0.23547
9.5773 | 1051 | 9.5773 | 71668.6026 | 1051 | 0.46585 |  | 3521 | 7579.0342 | 59862.5 | 3521 | 0.237
9.6492 | 1052 | 9.6492 | 72053.1592 | 1052 | 0.46835 |  | 3522 | 7639.09 | 60249 | 3522 | 0.23853
9.7214 | 1053 | 9.7214 | 72437.7158 | 1053 | 0.47085 |  | 3523 | 7699.5323 | 60635.5 | 3523 | 0.24006
9.7941 | 1054 | 9.7941 | 72822.2724 | 1054 | 0.47334 |  | 3524 | 7760.361 | 61022 | 3524 | 0.24159
9.8671 | 1055 | 9.8671 | 73206.829 | 1055 | 0.47584 |  | 3525 | 7821.5763 | 61408.5 | 3525 | 0.24312
9.9405 | 1056 | 9.9405 | 73591.3856 | 1056 | 0.47834 |  | 3526 | 7883.178 | 61795 | 3526 | 0.24465
10.0143 | 1057 | 10.0143 | 73975.9422 | 1057 | 0.48084 |  | 3527 | 7945.1663 | 62181.5 | 3527 | 0.24618
10.0884 | 1058 | 10.0884 | 74360.4988 | 1058 | 0.48334 |  | 3528 | 8007.541 | 62568 | 3528 | 0.24771
10.163 | 1059 | 10.163 | 74745.0554 | 1059 | 0.48584 |  | 3529 | 8070.3022 | 62954.5 | 3529 | 0.24924
10.2379 | 1060 | 10.2379 | 75129.61 | 1060 | 0.48834 |  | 3530 | 8133.45 | 63341 | 3530 | 0.25077
10.3132 | 1061 | 10.3132 | 75484.9626 | 1061 | 0.49065 |  | 3531 | 8196.9842 | 63727.5 | 3531 | 0.2523
10.3889 | 1062 | 10.3889 | 75840.3152 | 1062 | 0.49296 |  | 3532 | 8260.905 | 64114 | 3532 | 0.25383
10.4649 | 1063 | 10.4649 | 76195.6678 | 1063 | 0.49527 |  | 3533 | 8325.2123 | 64500.5 | 3533 | 0.25536
10.5413 | 1064 | 10.5413 | 76551.0204 | 1064 | 0.49758 |  | 3534 | 8389.906 | 64887 | 3534 | 0.25689
10.618 | 1065 | 10.618 | 76906.373 | 1065 | 0.49989 |  | 3535 | 8454.9862 | 65273.5 | 3535 | 0.25842
10.6951 | 1066 | 10.6951 | 77261.7256 | 1066 | 0.5022 |  | 3536 | 8520.453 | 65660 | 3536 | 0.25995
10.7725 | 1067 | 10.7725 | 77617.0782 | 1067 | 0.50451 |  | 3537 | 8586.3062 | 66046.5 | 3537 | 0.26148
10.8503 | 1068 | 10.8503 | 77972.4308 | 1068 | 0.50682 |  | 3538 | 8652.546 | 66433 | 3538 | 0.26301
10.9285 | 1069 | 10.9285 | 78327.7834 | 1069 | 0.50913 |  | 3539 | 8719.1722 | 66819.5 | 3539 | 0.26454
11.007 | 1070 | 11.007 | 78683.136 | 1070 | 0.51144 |  | 3540 | 8786.185 | 67206 | 3540 | 0.26607
11.0859 | 1071 | 11.0859 | 79038.4886 | 1071 | 0.51375 |  | 3541 | 8853.6104 | 67644.75 | 3541 | 0.26781
11.1651 | 1072 | 11.1651 | 79393.8412 | 1072 | 0.51606 |  | 3542 | 8921.4745 | 68083.5 | 3542 | 0.26954
11.2446 | 1073 | 11.2446 | 79749.1938 | 1073 | 0.51837 |  | 3543 | 8989.7774 | 68522.25 | 3543 | 0.27128
11.3246 | 1074 | 11.3246 | 80104.5464 | 1074 | 0.52068 |  | 3544 | 9058.519 | 68961 | 3544 | 0.27302
11.4049 | 1075 | 11.4049 | 80459.899 | 1075 | 0.52299 |  | 3545 | 9127.6994 | 69399.75 | 3545 | 0.27475
11.4855 | 1076 | 11.4855 | 80815.2516 | 1076 | 0.5253 |  | 3546 | 9197.3185 | 69838.5 | 3546 | 0.27649
11.5665 | 1077 | 11.5665 | 81170.6042 | 1077 | 0.52761 |  | 3547 | 9267.3764 | 70277.25 | 3547 | 0.27823
11.6478 | 1078 | 11.6478 | 81525.9568 | 1078 | 0.52992 |  | 3548 | 9337.873 | 70716 | 3548 | 0.27996
11.7295 | 1079 | 11.7295 | 81881.3094 | 1079 | 0.53223 |  | 3549 | 9408.8084 | 71154.75 | 3549 | 0.2817
11.8116 | 1080 | 11.8116 | 82236.66 | 1080 | 0.53454 |  | 3550 | 9480.1825 | 71593.5 | 3550 | 0.28344
11.894 | 1081 | 11.894 | 82577.995 | 1081 | 0.53676 |  | 3551 | 9551.9954 | 72032.25 | 3551 | 0.28518
11.9768 | 1082 | 11.9768 | 82919.33 | 1082 | 0.53898 |  | 3552 | 9624.247 | 72471 | 3552 | 0.28691
12.0598 | 1083 | 12.0598 | 83260.665 | 1083 | 0.54119 |  | 3553 | 9696.9374 | 72909.75 | 3553 | 0.28865
12.1433 | 1084 | 12.1433 | 83602 | 1084 | 0.54341 |  | 3554 | 9770.0665 | 73348.5 | 3554 | 0.29039
12.227 | 1085 | 12.227 | 83943.335 | 1085 | 0.54563 |  | 3555 | 9843.6344 | 73787.25 | 3555 | 0.29212
12.3112 | 1086 | 12.3112 | 84284.67 | 1086 | 0.54785 |  | 3556 | 9917.641 | 74226 | 3556 | 0.29386
12.3956 | 1087 | 12.3956 | 84626.005 | 1087 | 0.55007 |  | 3557 | 9992.0864 | 74664.75 | 3557 | 0.2956
12.4804 | 1088 | 12.4804 | 84967.34 | 1088 | 0.55229 |  | 3558 | 10066.9705 | 75103.5 | 3558 | 0.29733
12.5655 | 1089 | 12.5655 | 85308.675 | 1089 | 0.55451 |  | 3559 | 10142.2934 | 75542.25 | 3559 | 0.29907
12.651 | 1090 | 12.651 | 85650.01 | 1090 | 0.55673 |  | 3560 | 10218.055 | 75981 | 3560 | 0.30081
12.7369 | 1091 | 12.7369 | 86032.071 | 1091 | 0.55921 |  | 3561 | 10294.2781 | 76465.3 | 3561 | 0.30273
12.8231 | 1092 | 12.8231 | 86414.132 | 1092 | 0.56169 |  | 3562 | 10370.9856 | 76949.6 | 3562 | 0.30464
12.9097 | 1093 | 12.9097 | 86796.193 | 1093 | 0.56418 |  | 3563 | 10448.1773 | 77433.9 | 3563 | 0.30656
12.9967 | 1094 | 12.9967 | 87178.254 | 1094 | 0.56666 |  | 3564 | 10525.8534 | 77918.2 | 3564 | 0.30848
13.0841 | 1095 | 13.0841 | 87560.315 | 1095 | 0.56914 |  | 3565 | 10604.0138 | 78402.5 | 3565 | 0.3104
13.1718 | 1096 | 13.1718 | 87942.376 | 1096 | 0.57163 |  | 3566 | 10682.6584 | 78886.8 | 3566 | 0.31231
13.2599 | 1097 | 13.2599 | 88324.437 | 1097 | 0.57411 |  | 3567 | 10761.7873 | 79371.1 | 3567 | 0.31423
13.3485 | 1098 | 13.3485 | 88706.498 | 1098 | 0.57659 |  | 3568 | 10841.4006 | 79855.4 | 3568 | 0.31615
13.4374 | 1099 | 13.4374 | 89088.559 | 1099 | 0.57908 |  | 3569 | 10921.4982 | 80339.7 | 3569 | 0.31806
13.5266 | 1100 | 13.5266 | 89470.62 | 1100 | 0.58156 |  | 3570 | 11002.08 | 80824 | 3570 | 0.31998
13.6163 | 1101 | 13.6163 | 89861.152 | 1101 | 0.5841 |  | 3571 | 11083.1462 | 81308.3 | 3571 | 0.3219
13.7064 | 1102 | 13.7064 | 90251.684 | 1102 | 0.58664 |  | 3572 | 11164.6966 | 81792.6 | 3572 | 0.32382
13.7968 | 1103 | 13.7968 | 90642.216 | 1103 | 0.58917 |  | 3573 | 11246.7313 | 82276.9 | 3573 | 0.32573
13.8876 | 1104 | 13.8876 | 91032.748 | 1104 | 0.59171 |  | 3574 | 11329.2504 | 82761.2 | 3574 | 0.32765
13.9789 | 1105 | 13.9789 | 91423.28 | 1105 | 0.59425 |  | 3575 | 11412.2538 | 83245.5 | 3575 | 0.32957
14.0705 | 1106 | 14.0705 | 91813.812 | 1106 | 0.59679 |  | 3576 | 11495.7414 | 83729.8 | 3576 | 0.33149
14.1625 | 1107 | 14.1625 | 92204.344 | 1107 | 0.59933 |  | 3577 | 11579.7134 | 84214.1 | 3577 | 0.3334
14.2549 | 1108 | 14.2549 | 92594.876 | 1108 | 0.60187 |  | 3578 | 11664.1696 | 84698.4 | 3578 | 0.33532
14.3477 | 1109 | 14.3477 | 92985.408 | 1109 | 0.60441 |  | 3579 | 11749.1101 | 85182.7 | 3579 | 0.33724
14.4409 | 1110 | 14.4409 | 93375.94 | 1110 | 0.60694 |  | 3580 | 11834.535 | 85667 | 3580 | 0.33916
14.5344 | 1111 | 14.5344 | 93766.472 | 1111 | 0.60948 |  | 3581 | 11920.445 | 86153 | 3581 | 0.34108
14.6284 | 1112 | 14.6284 | 94157.004 | 1112 | 0.61202 |  | 3582 | 12006.841 | 86639 | 3582 | 0.343
14.7227 | 1113 | 14.7227 | 94547.536 | 1113 | 0.61456 |  | 3583 | 12093.723 | 87125 | 3583 | 0.34493
14.8175 | 1114 | 14.8175 | 94938.068 | 1114 | 0.6171 |  | 3584 | 12181.091 | 87611 | 3584 | 0.34685
14.9126 | 1115 | 14.9126 | 95328.6 | 1115 | 0.61964 |  | 3585 | 12268.945 | 88097 | 3585 | 0.34878
15.0081 | 1116 | 15.0081 | 95719.132 | 1116 | 0.62217 |  | 3586 | 12357.285 | 88583 | 3586 | 0.3507
15.1041 | 1117 | 15.1041 | 96109.664 | 1117 | 0.62471 |  | 3587 | 12446.111 | 89069 | 3587 | 0.35262
15.2004 | 1118 | 15.2004 | 96500.196 | 1118 | 0.62725 |  | 3588 | 12535.423 | 89555 | 3588 | 0.35455
15.2971 | 1119 | 15.2971 | 96890.728 | 1119 | 0.62979 |  | 3589 | 12625.221 | 90041 | 3589 | 0.35647
15.3942 | 1120 | 15.3942 | 97281.26 | 1120 | 0.63233 |  | 3590 | 12715.505 | 90527 | 3590 | 0.3584
15.4916 | 1121 | 15.4916 | 97713.0566 | 1121 | 0.63513 |  | 3591 | 12806.275 | 91013 | 3591 | 0.36032
15.5896 | 1122 | 15.5896 | 98144.8532 | 1122 | 0.63794 |  | 3592 | 12897.531 | 91499 | 3592 | 0.36224
15.6879 | 1123 | 15.6879 | 98576.6498 | 1123 | 0.64075 |  | 3593 | 12989.273 | 91985 | 3593 | 0.36417
15.7867 | 1124 | 15.7867 | 99008.4464 | 1124 | 0.64355 |  | 3594 | 13081.501 | 92471 | 3594 | 0.36609
15.886 | 1125 | 15.886 | 99440.243 | 1125 | 0.64636 |  | 3595 | 13174.215 | 92957 | 3595 | 0.36802
15.9856 | 1126 | 15.9856 | 99872.0396 | 1126 | 0.64917 |  | 3596 | 13267.415 | 93443 | 3596 | 0.36994
16.0857 | 1127 | 16.0857 | 100303.8362 | 1127 | 0.65197 |  | 3597 | 13361.101 | 93929 | 3597 | 0.37186
16.1862 | 1128 | 16.1862 | 100735.6328 | 1128 | 0.65478 |  | 3598 | 13455.273 | 94415 | 3598 | 0.37379
16.2872 | 1129 | 16.2872 | 101167.4294 | 1129 | 0.65759 |  | 3599 | 13549.931 | 94901 | 3599 | 0.37571
16.3886 | 1130 | 16.3886 | 101599.226 | 1130 | 0.66039 |  | 3600 | 13645.075 | 95387 | 3600 | 0.37764
16.4904 | 1131 | 16.4904 | 102031.0226 | 1131 | 0.6632 |  | 3601 | 13740.7255 | 95914.1 | 3601 | 0.37972
16.5926 | 1132 | 16.5926 | 102462.8192 | 1132 | 0.66601 |  | 3602 | 13836.9032 | 96441.2 | 3602 | 0.38181
16.6953 | 1133 | 16.6953 | 102894.6158 | 1133 | 0.66882 |  | 3603 | 13933.6079 | 96968.3 | 3603 | 0.3839
16.7984 | 1134 | 16.7984 | 103326.4124 | 1134 | 0.67162 |  | 3604 | 14030.8398 | 97495.4 | 3604 | 0.38598
16.9019 | 1135 | 16.9019 | 103758.209 | 1135 | 0.67443 |  | 3605 | 14128.5987 | 98022.5 | 3605 | 0.38807
17.0059 | 1136 | 17.0059 | 104190.0056 | 1136 | 0.67724 |  | 3606 | 14226.8848 | 98549.6 | 3606 | 0.39016
17.1103 | 1137 | 17.1103 | 104621.8022 | 1137 | 0.68004 |  | 3607 | 14325.6979 | 99076.7 | 3607 | 0.39224
17.2152 | 1138 | 17.2152 | 105053.5988 | 1138 | 0.68285 |  | 3608 | 14425.0382 | 99603.8 | 3608 | 0.39433
17.3204 | 1139 | 17.3204 | 105485.3954 | 1139 | 0.68566 |  | 3609 | 14524.9055 | 100130.9 | 3609 | 0.39642
17.4261 | 1140 | 17.4261 | 105917.19 | 1140 | 0.68846 |  | 3610 | 14625.3 | 100658 | 3610 | 0.39851
17.5324 | 1141 | 17.5324 | 106557.9934 | 1141 | 0.69263 |  | 3611 | 14726.2216 | 101185.1 | 3611 | 0.40059
17.6393 | 1142 | 17.6393 | 107198.7968 | 1142 | 0.69679 |  | 3612 | 14827.6702 | 101712.2 | 3612 | 0.40268
17.7468 | 1143 | 17.7468 | 107839.6002 | 1143 | 0.70096 |  | 3613 | 14929.646 | 102239.3 | 3613 | 0.40477
17.8549 | 1144 | 17.8549 | 108480.4036 | 1144 | 0.70512 |  | 3614 | 15032.1488 | 102766.4 | 3614 | 0.40685
17.9637 | 1145 | 17.9637 | 109121.207 | 1145 | 0.70929 |  | 3615 | 15135.1787 | 103293.5 | 3615 | 0.40894
18.0732 | 1146 | 18.0732 | 109762.0104 | 1146 | 0.71345 |  | 3616 | 15238.7358 | 103820.6 | 3616 | 0.41103
18.1833 | 1147 | 18.1833 | 110402.8138 | 1147 | 0.71762 |  | 3617 | 15342.8199 | 104347.7 | 3617 | 0.41311
18.294 | 1148 | 18.294 | 111043.6172 | 1148 | 0.72178 |  | 3618 | 15447.4312 | 104874.8 | 3618 | 0.4152
18.4053 | 1149 | 18.4053 | 111684.4206 | 1149 | 0.72595 |  | 3619 | 15552.5696 | 105401.9 | 3619 | 0.41729
18.5173 | 1150 | 18.5173 | 112325.224 | 1150 | 0.73011 |  | 3620 | 15658.235 | 105929 | 3620 | 0.41937
18.63 | 1151 | 18.63 | 112966.0274 | 1151 | 0.73428 |  | 3621 | 15764.4671 | 106535.25 | 3621 | 0.42177
18.7433 | 1152 | 18.7433 | 113606.8308 | 1152 | 0.73844 |  | 3622 | 15871.3055 | 107141.5 | 3622 | 0.42417
18.8572 | 1153 | 18.8572 | 114247.6342 | 1153 | 0.74261 |  | 3623 | 15978.7501 | 107747.75 | 3623 | 0.42657
18.9718 | 1154 | 18.9718 | 114888.4376 | 1154 | 0.74677 |  | 3624 | 16086.801 | 108354 | 3624 | 0.42897
19.087 | 1155 | 19.087 | 115529.241 | 1155 | 0.75094 |  | 3625 | 16195.4581 | 108960.25 | 3625 | 0.43137
19.2028 | 1156 | 19.2028 | 116170.0444 | 1156 | 0.75511 |  | 3626 | 16304.7215 | 109566.5 | 3626 | 0.43377
19.3193 | 1157 | 19.3193 | 116810.8478 | 1157 | 0.75927 |  | 3627 | 16414.5911 | 110172.75 | 3627 | 0.43617
19.4365 | 1158 | 19.4365 | 117451.6512 | 1158 | 0.76344 |  | 3628 | 16525.067 | 110779 | 3628 | 0.43857
19.5542 | 1159 | 19.5542 | 118092.4546 | 1159 | 0.7676 |  | 3629 | 16636.1491 | 111385.25 | 3629 | 0.44097
19.6726 | 1160 | 19.6726 | 118733.26 | 1160 | 0.77177 |  | 3630 | 16747.8375 | 111991.5 | 3630 | 0.44337
19.7917 | 1161 | 19.7917 | 119410.2184 | 1161 | 0.77617 |  | 3631 | 16860.1321 | 112597.75 | 3631 | 0.44577
19.9115 | 1162 | 19.9115 | 120087.1768 | 1162 | 0.78057 |  | 3632 | 16973.033 | 113204 | 3632 | 0.44817
20.0319 | 1163 | 20.0319 | 120764.1352 | 1163 | 0.78497 |  | 3633 | 17086.5401 | 113810.25 | 3633 | 0.45057
20.153 | 1164 | 20.153 | 121441.0936 | 1164 | 0.78937 |  | 3634 | 17200.6535 | 114416.5 | 3634 | 0.45297
20.2748 | 1165 | 20.2748 | 122118.052 | 1165 | 0.79377 |  | 3635 | 17315.3731 | 115022.75 | 3635 | 0.45538
20.3972 | 1166 | 20.3972 | 122795.0104 | 1166 | 0.79817 |  | 3636 | 17430.699 | 115629 | 3636 | 0.45778
20.5204 | 1167 | 20.5204 | 123471.9688 | 1167 | 0.80257 |  | 3637 | 17546.6311 | 116235.25 | 3637 | 0.46018
20.6442 | 1168 | 20.6442 | 124148.9272 | 1168 | 0.80697 |  | 3638 | 17663.1695 | 116841.5 | 3638 | 0.46258
20.7687 | 1169 | 20.7687 | 124825.8856 | 1169 | 0.81137 |  | 3639 | 17780.3141 | 117447.75 | 3639 | 0.46498
20.8938 | 1170 | 20.8938 | 125502.844 | 1170 | 0.81577 |  | 3640 | 17898.065 | 118054 | 3640 | 0.46738
21.0197 | 1171 | 21.0197 | 126179.8024 | 1171 | 0.82017 |  | 3641 | 18016.4401 | 118696.25 | 3641 | 0.46992
21.1462 | 1172 | 21.1462 | 126856.7608 | 1172 | 0.82457 |  | 3642 | 18135.4575 | 119338.5 | 3642 | 0.47246
21.2734 | 1173 | 21.2734 | 127533.7192 | 1173 | 0.82897 |  | 3643 | 18255.1171 | 119980.75 | 3643 | 0.475
21.4012 | 1174 | 21.4012 | 128210.6776 | 1174 | 0.83337 |  | 3644 | 18375.419 | 120623 | 3644 | 0.47755
21.5298 | 1175 | 21.5298 | 128887.636 | 1175 | 0.83777 |  | 3645 | 18496.3631 | 121265.25 | 3645 | 0.48009
21.659 | 1176 | 21.659 | 129564.5944 | 1176 | 0.84217 |  | 3646 | 18617.9495 | 121907.5 | 3646 | 0.48263
21.7889 | 1177 | 21.7889 | 130241.5528 | 1177 | 0.84657 |  | 3647 | 18740.1781 | 122549.75 | 3647 | 0.48517
21.9195 | 1178 | 21.9195 | 130918.5112 | 1178 | 0.85097 |  | 3648 | 18863.049 | 123192 | 3648 | 0.48772
22.0508 | 1179 | 22.0508 | 131595.4696 | 1179 | 0.85537 |  | 3649 | 18986.5621 | 123834.25 | 3649 | 0.49026
22.1827 | 1180 | 22.1827 | 132272.43 | 1180 | 0.85977 |  | 3650 | 19110.7175 | 124476.5 | 3650 | 0.4928
22.3153 | 1181 | 22.3153 | 132932.175 | 1181 | 0.86406 |  | 3651 | 19235.5151 | 125118.75 | 3651 | 0.49535
22.4486 | 1182 | 22.4486 | 133591.92 | 1182 | 0.86835 |  | 3652 | 19360.955 | 125761 | 3652 | 0.49789
22.5825 | 1183 | 22.5825 | 134251.665 | 1183 | 0.87264 |  | 3653 | 19487.0371 | 126403.25 | 3653 | 0.50043
22.7171 | 1184 | 22.7171 | 134911.41 | 1184 | 0.87692 |  | 3654 | 19613.7615 | 127045.5 | 3654 | 0.50297
22.8523 | 1185 | 22.8523 | 135571.155 | 1185 | 0.88121 |  | 3655 | 19741.1281 | 127687.75 | 3655 | 0.50552
22.9882 | 1186 | 22.9882 | 136230.9 | 1186 | 0.8855 |  | 3656 | 19869.137 | 128330 | 3656 | 0.50806
23.1248 | 1187 | 23.1248 | 136890.645 | 1187 | 0.88979 |  | 3657 | 19997.7881 | 128972.25 | 3657 | 0.5106
23.262 | 1188 | 23.262 | 137550.39 | 1188 | 0.89408 |  | 3658 | 20127.0815 | 129614.5 | 3658 | 0.51314
23.3999 | 1189 | 23.3999 | 138210.135 | 1189 | 0.89837 |  | 3659 | 20257.0171 | 130256.75 | 3659 | 0.51569
23.5384 | 1190 | 23.5384 | 138869.88 | 1190 | 0.90265 |  | 3660 | 20387.595 | 130899 | 3660 | 0.51823
23.6776 | 1191 | 23.6776 | 139472.145 | 1191 | 0.90657 |  | 3661 | 20518.8627 | 131636.4 | 3661 | 0.52115
23.8174 | 1192 | 23.8174 | 140074.41 | 1192 | 0.91048 |  | 3662 | 20650.8678 | 132373.8 | 3662 | 0.52407
23.9577 | 1193 | 23.9577 | 140676.675 | 1193 | 0.9144 |  | 3663 | 20783.6103 | 133111.2 | 3663 | 0.52699
24.0987 | 1194 | 24.0987 | 141278.94 | 1194 | 0.91831 |  | 3664 | 20917.0902 | 133848.6 | 3664 | 0.52991
24.2403 | 1195 | 24.2403 | 141881.205 | 1195 | 0.92223 |  | 3665 | 21051.3075 | 134586 | 3665 | 0.53283
24.3825 | 1196 | 24.3825 | 142483.47 | 1196 | 0.92614 |  | 3666 | 21186.2622 | 135323.4 | 3666 | 0.53575
24.5253 | 1197 | 24.5253 | 143085.735 | 1197 | 0.93006 |  | 3667 | 21321.9543 | 136060.8 | 3667 | 0.53866
24.6686 | 1198 | 24.6686 | 143688 | 1198 | 0.93397 |  | 3668 | 21458.3838 | 136798.2 | 3668 | 0.54158
24.8126 | 1199 | 24.8126 | 144290.265 | 1199 | 0.93789 |  | 3669 | 21595.5507 | 137535.6 | 3669 | 0.5445
24.9572 | 1200 | 24.9572 | 144892.53 | 1200 | 0.9418 |  | 3670 | 21733.455 | 138273 | 3670 | 0.54742
25.1024 | 1201 | 25.1024 | 145525.63 | 1201 | 0.94592 |  | 3671 | 21872.0967 | 139010.4 | 3671 | 0.55034
25.2483 | 1202 | 25.2483 | 146158.73 | 1202 | 0.95003 |  | 3672 | 22011.4758 | 139747.8 | 3672 | 0.55326
25.3947 | 1203 | 25.3947 | 146791.83 | 1203 | 0.95415 |  | 3673 | 22151.5923 | 140485.2 | 3673 | 0.55618
25.5419 | 1204 | 25.5419 | 147424.93 | 1204 | 0.95826 |  | 3674 | 22292.4462 | 141222.6 | 3674 | 0.5591
25.6896 | 1205 | 25.6896 | 148058.03 | 1205 | 0.96238 |  | 3675 | 22434.0375 | 141960 | 3675 | 0.56202
25.838 | 1206 | 25.838 | 148691.13 | 1206 | 0.96649 |  | 3676 | 22576.3662 | 142697.4 | 3676 | 0.56494
25.987 | 1207 | 25.987 | 149324.23 | 1207 | 0.97061 |  | 3677 | 22719.4323 | 143434.8 | 3677 | 0.56786
26.1366 | 1208 | 26.1366 | 149957.33 | 1208 | 0.97472 |  | 3678 | 22863.2358 | 144172.2 | 3678 | 0.57078
26.2869 | 1209 | 26.2869 | 150590.43 | 1209 | 0.97884 |  | 3679 | 23007.7767 | 144909.6 | 3679 | 0.5737
26.4378 | 1210 | 26.4378 | 151223.53 | 1210 | 0.98295 |  | 3680 | 23153.055 | 145647 | 3680 | 0.57662
26.5893 | 1211 | 26.5893 | 151808.436 | 1211 | 0.98675 |  | 3681 | 23299.0804 | 146403.85 | 3681 | 0.57961
26.7414 | 1212 | 26.7414 | 152393.342 | 1212 | 0.99056 |  | 3682 | 23445.8627 | 147160.7 | 3682 | 0.58261
26.8941 | 1213 | 26.8941 | 152978.248 | 1213 | 0.99436 |  | 3683 | 23593.4018 | 147917.55 | 3683 | 0.58561
27.0474 | 1214 | 27.0474 | 153563.154 | 1214 | 0.99816 |  | 3684 | 23741.6978 | 148674.4 | 3684 | 0.5886
27.2012 | 1215 | 27.2012 | 154148.06 | 1215 | 1.002 |  | 3685 | 23890.7506 | 149431.25 | 3685 | 0.5916
27.3557 | 1216 | 27.3557 | 154732.966 | 1216 | 1.0058 |  | 3686 | 24040.5603 | 150188.1 | 3686 | 0.59459
27.5107 | 1217 | 27.5107 | 155317.872 | 1217 | 1.0096 |  | 3687 | 24191.1268 | 150944.95 | 3687 | 0.59759
27.6663 | 1218 | 27.6663 | 155902.778 | 1218 | 1.0134 |  | 3688 | 24342.4502 | 151701.8 | 3688 | 0.60059
27.8225 | 1219 | 27.8225 | 156487.684 | 1219 | 1.0172 |  | 3689 | 24494.5304 | 152458.65 | 3689 | 0.60358
27.9793 | 1220 | 27.9793 | 157072.59 | 1220 | 1.021 |  | 3690 | 24647.3675 | 153215.5 | 3690 | 0.60658
28.1367 | 1221 | 28.1367 | 157697.355 | 1221 | 1.025 |  | 3691 | 24800.9614 | 153972.35 | 3691 | 0.60958
28.2947 | 1222 | 28.2947 | 158322.12 | 1222 | 1.0291 |  | 3692 | 24955.3122 | 154729.2 | 3692 | 0.61257
28.4533 | 1223 | 28.4533 | 158946.885 | 1223 | 1.0332 |  | 3693 | 25110.4198 | 155486.05 | 3693 | 0.61557
28.6126 | 1224 | 28.6126 | 159571.65 | 1224 | 1.0372 |  | 3694 | 25266.2843 | 156242.9 | 3694 | 0.61857
28.7725 | 1225 | 28.7725 | 160196.415 | 1225 | 1.0413 |  | 3695 | 25422.9056 | 156999.75 | 3695 | 0.62156
28.933 | 1226 | 28.933 | 160821.18 | 1226 | 1.0453 |  | 3696 | 25580.2838 | 157756.6 | 3696 | 0.62456
29.0941 | 1227 | 29.0941 | 161445.945 | 1227 | 1.0494 |  | 3697 | 25738.4188 | 158513.45 | 3697 | 0.62755
29.2559 | 1228 | 29.2559 | 162070.71 | 1228 | 1.0535 |  | 3698 | 25897.3107 | 159270.3 | 3698 | 0.63055
29.4182 | 1229 | 29.4182 | 162695.475 | 1229 | 1.0575 |  | 3699 | 26056.9594 | 160027.15 | 3699 | 0.63355
[7 empty] | 3700 | 26217.365 | 160784 | 3700 | 0.63654
[7 empty] | 3701 | 26378.5561 | 161598.25 | 3701 | 0.63977
[7 empty] | 3702 | 26540.5615 | 162412.5 | 3702 | 0.64299
[7 empty] | 3703 | 26703.3811 | 163226.75 | 3703 | 0.64621
[7 empty] | 3704 | 26867.015 | 164041 | 3704 | 0.64944
[7 empty] | 3705 | 27031.4631 | 164855.25 | 3705 | 0.65266
[7 empty] | 3706 | 27196.7255 | 165669.5 | 3706 | 0.65589
[7 empty] | 3707 | 27362.8021 | 166483.75 | 3707 | 0.65911
[7 empty] | 3708 | 27529.693 | 167298 | 3708 | 0.66233
[7 empty] | 3709 | 27697.3981 | 168112.25 | 3709 | 0.66556
[7 empty] | 3710 | 27865.9175 | 168926.5 | 3710 | 0.66878
Note on F4: The conversion of water from liquid state to vapor state is called evaporation. Evaporation requires energy—approximately 540 cal/cm3 of water (2.45 MJ/kg). Research has shown that the rate of evaporation is primarily a function of temperature, solar energy, wind velocity, vapor pressure deficit, and advected energy. The energy for evaporation comes predominately from solar radiation and wind. Evaporation is a major component of the hydrologic cycle, second only to precipitation. As such, precise documentation of evaporation from lakes and other water bodies is required for wise management of our water resources. Annual lake evaporation across the United States has been estimated to range from 60 cm/yr to over 200 cm/yr. (1) The annual evaporation rates for several typical lakes vary from 51 cm/yr for Hungary Horse Reservoir (cool northern climate) to 223 cm/yr for Lake Mead (desert southwest) (Table 1 ). 1 centimeter = 0.3937008 inch 223 cm = 87.795278 inches = 7.316273 ft
Note on N4: 1990 USGS 61.8 inches/yr 5.15 ft/yr http://water.usgs.gov/cgi-bin/wuhuc?huc=14070006

## DataDump NA1
RESULTS AVERAGED OVER ALL BSA ISM RUNS | [151 empty] | USBR CRSS RESULTS, from DEIS
FCY | NAT FLOW | [5 empty] | 10 YEAR NATURAL | [5 empty] | UB DEMAND | UB USE | [5 empty] | INFLOW TO LP | [5 empty] | POWELL STORAGE | [9 empty] | POWELL ELEVATION | [5 empty] | POWELL EVAP | [5 empty] | GC RELEASE | [5 empty] | 10 YEAR GC RELEASE | [5 empty] | MEAD STORAGE | [9 empty] | MEAD ELEVATION | [5 empty] | MEAD EVAP | [5 empty] | MEAD RELEASE | [5 empty] | < 1025' (%) | < 1050' (%) | < 1075' (%) | MEAD LVL 1 SHT | [7 empty] | MEAD LVL 2 SHT | [7 empty] | UB SHORTAGE | [8 empty] | LB SHORTAGE | [8 empty] | LB SURPLUS | [8 empty] | GC GEN (GWh/yr) | [6 empty] | MEAD GEN (GWh/yr) | [6 empty] | Total Gen. |  |  | FEET | from crss out | from crss out | from crss out | from crss out | from crss out | from crss out | 15.03 - Powell W/ CONS. |  |  | 15.03 - Mead W/ CONS. |  |  | Paleo - Powell W/O CONS. |  |  | Paleo - Mead W/O CONS.
| avg | median | 10th | 25th | 75th | 90th | avg | median | 10th | 25th | 75th | 90th | avg | avg | median | 10th | 25th | 75th | 90th | avg | median | 10th | 25th | 75th | 90th | avg | median | 10th | 25th | 75th | 90th | % > 20 | % > 22 | % > 24 | % > 26 | avg | median | 10th | 25th | 75th | 90th | avg | median | 10th | 25th | 75th | 90th | avg | median | 10th | 25th | 75th | 90th | avg | median | 10th | 25th | 75th | 90th | avg | median | 10th | 25th | 75th | 90th | % > 20 | % > 22 | % > 24 | % > 26 | avg | median | 10th | 25th | 75th | 90th | avg | median | 10th | 25th | 75th | 90th | avg | median | 10th | 25th | 75th | 90th | % | % | % | avg | median | 10th | 25th | 75th | 90th | % occurs | shrt/occur | avg | median | 10th | 25th | 75th | 90th | % occur. | avg/shtg | avg | median | 10th | 25th | 75th | 90th | max | % occur. | avg/shtg | avg | median | 10th | 25th | 75th | 90th | max | % occur. | avg/shtg | avg | median | 10th | 25th | 75th | 90th | max | % occur. | avg/srpls | avg | median | 10th | 25th | 75th | 90th | % yrs gen. | avg | median | 10th | 25th | 75th | 90th | % no gen. | avg Hvr + acg GC |  |  |  | 10% | 50% | 90% | 10% | 50% | 90% | 10% | 50% | 90% | 10% | 50% | 90% | 10% | 50% | 90% | 10% | 50% | 90%
2007 | [25 empty] | 15.1352 | 15.1352 | 15.1352 | 15.1352 | 15.1352 | 15.1352 |  |  |  |  | 3615 | 3615 | 3615 | 3615 | 3615 | 3615 | [28 empty] | 1117 | 1117 | 1117 | 1117 | 1117 | 1117 | [6 empty] | 9.743 | [66 empty] | 90% from DEIS #s | 90% Pwl from CRSS Output cd | 2007 | 3615 | 3615 | 3615 | 1117 | 1117 | 1117 | 3615 | 3615 | 3615 | 1117 | 1117 | 1117 | 3615 | 3615 | 3615 | 1117 | 1117 | 1117
2008 | 16.6133 | 16.6151 | 10.8911 | 13.4337 | 19.8919 | 22.5005 | [6 empty] | 4.54 | 4.462 | 4.54 | 4.2124 | 4.4501 | 4.54 | 4.54 | 10.8232 | 10.6276 | 5.7757 | 7.796 | 13.5793 | 16.5648 | 16.0341 | 16.9647 | 12.501 | 14.3596 | 17.7708 | 17.8275 | 0 | 0 | 0 | 0 | 3621.6396 | 3631 | 3587 | 3607 | 3638 | 3639 | 0.40894 | 0.40894 | 0.40894 | 0.40894 | 0.40894 | 0.40894 | 9.4371 | 8.23 | 8.23 | 8.23 | 10.3056 | 13.1801 | [6 empty] | 15.1602 | 14.1073 | 13.6674 | 13.8484 | 16.346 | 18.4222 | 0.018182 | 0 | 0 | 0 | 1116.3063 | 1106 | 1101 | 1103 | 1129 | 1149 | 0.62471 | 0.62471 | 0.62471 | 0.62471 | 0.62471 | 0.62471 | 9.6164 | 9.5644 | 9.2771 | 9.4642 | 9.7921 | 10 | #DIV/0! | #DIV/0! | #DIV/0! | 0.3437 | 0.43557 | 0 | 0.2079 | 0.5 | 0.5 | 88.29% | 0.3893 | 0 | 0 | 0 | 0 | 0 | 0 | 0% | 0 | 0.077977 | 0 | 0 | 0 | 0.089908 | 0.32759 | 0.71581 | 33.33% | 0.23393 | 0 | 0 | 0 | 0 | 0 | 0 | 0 | 0% | 0 | 0.068468 | 0 | 0 | 0 | 0 | 0.4 | 0.4 | 17.12% | 0.4 | 4127.1016 | 3624.7032 | 3459.6028 | 3534.6484 | 457174% | 5858.9474 | 100% | 3977.7806 | 3921.6458 | 3821.6681 | 3883.4073 | 405369% | 4269.301 | 100% | 8104.8822 | 3655.484 | 3648.456 | 2008 | 3591.654 | 3627.69 | 3648.456 | 1101.838 | 1107.94 | 1146.058 |  |  |  | 1101.714 | 1107.94 | 1146.094 | 3602.383 | 3637.095 | 3653.077 | 1101.6 | 1108.92 | 1143.793
2009 | 16.4133 | 16.4151 | 10.6911 | 13.2337 | 19.6919 | 22.3005 | [6 empty] | 4.57 | 4.4854 | 4.57 | 4.2224 | 4.4601 | 4.57 | 4.57 | 10.6098 | 10.4076 | 5.5757 | 7.596 | 13.3593 | 16.3448 | 16.4973 | 17.8538 | 11.5349 | 14.8596 | 18.1861 | 19.4176 | 0.063636 | 0.027273 | 0 | 0 | 3624.6757 | 3639 | 3576 | 3611.5 | 3642 | 3652 | 0.42656 | 0.44577 | 0.36417 | 0.42073 | 0.46258 | 0.46258 | 9.6798 | 8.23 | 8.23 | 8.23 | 10.9974 | 13.0568 | [6 empty] | 15.3913 | 14.2548 | 12.4054 | 12.9859 | 17.4863 | 19.8178 | 0.090909 | 0.036364 | 0 | 0 | 1117.4234 | 1107 | 1087 | 1093.5 | 1140 | 1161 | 0.62743 | 0.59679 | 0.5841 | 0.58917 | 0.65759 | 0.72595 | 9.6778 | 9.6135 | 9.3151 | 9.5276 | 9.8694 | 10.0652 | #DIV/0! | #DIV/0! | #DIV/0! | 0.31141 | 0.38654 | 0 | 0.13061 | 0.47245 | 0.5 | 84.68% | 0.36773 | 0 | 0 | 0 | 0 | 0 | 0 | 0% | 0 | 0.084644 | 0 | 0 | 0 | 0.10991 | 0.34759 | 0.73581 | 33.33% | 0.25393 | 0 | 0 | 0 | 0 | 0 | 0 | 0 | 0% | 0 | 0.12986 | 0 | 0 | 0 | 0.4 | 0.5 | 1.4148 | 27.03% | 0.48049 | 4290.2107 | 3747.1856 | 3317.0161 | 3527.1439 | 501107% | 5954.4115 | 100% | 4008.5412 | 3875.0486 | 3740.5927 | 3803.634 | 422053% | 4470.3807 | 100% | 8298.7519 | 3663.348 | 3652.51 | 2009 | 3569.09 | 3632.61 | 3652.51 | 1087.782 | 1110.2 | 1159.848 |  |  |  | 1087.566 | 1110.2 | 1159.884 | 3583.931 | 3640.33 | 3665.627 | 1088.546 | 1107.595 | 1156.753
2010 | 16.3133 | 16.3151 | 10.5911 | 13.1337 | 19.5919 | 22.2005 | [6 empty] | 4.68 | 4.592 | 4.68 | 4.3224 | 4.5601 | 4.68 | 4.68 | 10.4082 | 10.2026 | 5.3807 | 7.401 | 13.1543 | 16.1398 | 16.7239 | 18.0479 | 10.349 | 15.243 | 18.4381 | 20.3241 | 0.11818 | 0.063636 | 0 | 0 | 3625.5315 | 3641 | 3561 | 3615.5 | 3644 | 3659 | 0.43606 | 0.46992 | 0.38807 | 0.44337 | 0.47246 | 0.47246 | 9.7258 | 8.23 | 8.23 | 8.23 | 10.8951 | 13.2048 | [6 empty] | 15.5628 | 14.4793 | 11.5023 | 11.9991 | 18.6547 | 21.0449 | 0.14545 | 0.081818 | 0 | 0.027273 | 1117.6667 | 1110 | 1076 | 1082 | 1151 | 1171 | 0.6367 | 0.59933 | 0.55007 | 0.56542 | 0.68846 | 0.77617 | 9.7753 | 9.6158 | 9.3921 | 9.5482 | 9.8555 | 10.164 | #DIV/0! | #DIV/0! | #DIV/0! | 0.30801 | 0.38416 | 0 | 0.14445 | 0.45182 | 0.5 | 83.78% | 0.36762 | 0.0030453 | 0 | 0 | 0 | 0 | 0 | 1.802% | 0.16902 | 0.087977 | 0 | 0 | 0 | 0.11991 | 0.35759 | 0.74581 | 33.33% | 0.26393 | 0.016559 | 0 | 0 | 0 | 0 | 0 | 0.72242 | 2.703% | 0.61268 | 0.24089 | 0 | 0 | 0 | 0.4 | 0.5 | 4.9047 | 33.33% | 0.72266 | 4337.7455 | 3756.033 | 3226.9614 | 3562.7905 | 513209% | 6179.0469 | 100% | 4064.4532 | 3885.199 | 3654.1921 | 3706.3219 | 429120% | 4606.9567 | 100% | 8402.1987 | 3671.15 | 3665.022 | 2010 | 3551.194 | 3634.81 | 3665.022 | 1077.86 | 1112.73 | 1166.926 |  |  |  | 1077.46 | 1112.73 | 1167.318 | 3568.458 | 3640.86 | 3671.589 | 1075.097 | 1110.39 | 1167.502
2011 | 16.3133 | 16.3151 | 10.5911 | 13.1337 | 19.5919 | 22.2005 | [6 empty] | 4.695 | 4.607 | 4.695 | 4.3374 | 4.5751 | 4.695 | 4.695 | 10.3932 | 10.1876 | 5.3657 | 7.386 | 13.1393 | 16.1248 | 16.9481 | 18.3649 | 10.7471 | 14.618 | 18.8078 | 21.7006 | 0.2 | 0.090909 | 0 | 0 | 3626.5946 | 3643 | 3566 | 3609.5 | 3647 | 3669 | 0.44027 | 0.475 | 0.39642 | 0.45185 | 0.47755 | 0.48009 | 9.7091 | 8.23 | 8.23 | 8.23 | 10.9304 | 13.0268 | [6 empty] | 15.749 | 14.5632 | 11.0468 | 11.6268 | 19.1447 | 22.4128 | 0.22727 | 0.10909 | 0 | 0.036364 | 1118.4955 | 1111 | 1070 | 1077 | 1155 | 1181 | 0.64393 | 0.60694 | 0.5253 | 0.53898 | 0.73428 | 0.82017 | 9.7365 | 9.6071 | 9.0499 | 9.1111 | 9.9905 | 10.2564 | #DIV/0! | #DIV/0! | #DIV/0! | 0.29913 | 0.39294 | 0 | 0.0095456 | 0.5 | 0.5 | 75.68% | 0.39528 | 0.13205 | 0 | 0 | 0 | 0.33825 | 0.45009 | 28.83% | 0.45806 | 0.087977 | 0 | 0 | 0 | 0.11991 | 0.35759 | 0.74581 | 33.33% | 0.26393 | 0.2807 | 0 | 0 | 0 | 0.83825 | 0.95009 | 1.329 | 29.73% | 0.94418 | 0.3372 | 0 | 0 | 0 | 0.5 | 0.5 | 6.7904 | 39.64% | 0.85066 | 4297.9531 | 3782.2989 | 3268.2365 | 3553.4098 | 502843% | 6144.8677 | 98.2% | 4065.1053 | 3905.3792 | 3394.5419 | 3452.1706 | 445060% | 4675.8004 | 100% | 8363.0584 | 3684.846 | 3674.22 | 2011 | 3553.988 | 3636.92 | 3674.22 | 1071.204 | 1111.05 | 1178.06 |  |  |  | 1071.012 | 1111.05 | 1178.66 | 3549.521 | 3641.455 | 3680.863 | 1069.72 | 1112.225 | 1175.356
2012 | 16.3133 | 16.3151 | 10.5911 | 13.1337 | 19.5919 | 22.2005 | [6 empty] | 4.71 | 4.622 | 4.71 | 4.3524 | 4.5901 | 4.71 | 4.71 | 10.3782 | 10.1726 | 5.3507 | 7.371 | 13.1243 | 16.1098 | 17.1835 | 18.5748 | 10.7468 | 14.8578 | 19.8619 | 22.5035 | 0.24545 | 0.12727 | 0 | 0 | 3628 | 3645 | 3566 | 3612 | 3655.5 | 3675 | 0.44468 | 0.47755 | 0.40894 | 0.45799 | 0.48899 | 0.52991 | 9.6777 | 8.23 | 8.23 | 8.23 | 10.6498 | 13.2438 | [6 empty] | 15.8464 | 13.6113 | 10.4646 | 11.5761 | 20.4053 | 23.6635 | 0.27273 | 0.16364 | 0 | 0.045455 | 1118.2342 | 1100 | 1062 | 1076.5 | 1165.5 | 1190 | 0.6508 | 0.60948 | 0.51144 | 0.52761 | 0.75094 | 0.86406 | 9.7888 | 9.6158 | 9.0465 | 9.1267 | 10.0432 | 10.3824 | #DIV/0! | #DIV/0! | #DIV/0! | 0.29088 | 0.38416 | 0 | 0 | 0.5 | 0.5 | 71.17% | 0.4087 | 0.14229 | 0 | 0 | 0 | 0.35335 | 0.45354 | 29.73% | 0.4786 | 0.087977 | 0 | 0 | 0 | 0.11991 | 0.35759 | 0.74581 | 33.33% | 0.26393 | 0.29544 | 0 | 0 | 0 | 0.85335 | 0.95354 | 1.69 | 30.63% | 0.96452 | 0.39393 | 0 | 0 | 0 | 0.5 | 0.51576 | 6.8063 | 41.44% | 0.95058 | 4303.62 | 3793.5558 | 3234.466 | 3502.754 | 506120% | 6213.3358 | 98.2% | 4035.9274 | 3862.8675 | 3329.039 | 3427.2918 | 454121% | 4807.6403 | 98.2% | 8339.5474 | 3693.778 | 3684.02 | 2012 | 3552.948 | 3637.48 | 3684.02 | 1065.278 | 1107.75 | 1192.348 |  |  |  | 1064.854 | 1107.75 | 1193.704 | 3537.069 | 3642.13 | 3686.044 | 1063.643 | 1110.875 | 1180.823
2013 | 16.3133 | 16.3151 | 10.5911 | 13.1337 | 19.5919 | 22.2005 | [6 empty] | 4.725 | 4.637 | 4.725 | 4.3674 | 4.6051 | 4.725 | 4.725 | 10.3632 | 10.1576 | 5.3357 | 7.356 | 13.1093 | 16.0948 | 17.3831 | 18.7561 | 10.5737 | 14.9999 | 20.3231 | 23.1047 | 0.27273 | 0.18182 | 0 | 0 | 3629.5946 | 3647 | 3564 | 3613 | 3659 | 3679 | 0.44937 | 0.48263 | 0.43857 | 0.46053 | 0.52063 | 0.55034 | 9.6968 | 8.23 | 8.23 | 8.23 | 10.4246 | 13.3204 | [6 empty] | 15.8736 | 13.959 | 9.8509 | 11.3756 | 21.0202 | 24.0403 | 0.31818 | 0.20909 | 0 | 0.072727 | 1117.4955 | 1104 | 1054 | 1074 | 1170.5 | 1193 | 0.65472 | 0.58156 | 0.49296 | 0.52645 | 0.79597 | 0.90265 | 9.8757 | 9.5991 | 9.012 | 9.0753 | 10.1052 | 10.4388 | #DIV/0! | #DIV/0! | #DIV/0! | 0.2921 | 0.40085 | 0 | 0 | 0.5 | 0.5 | 70.27% | 0.41568 | 0.16199 | 0 | 0 | 0 | 0.40741 | 0.48798 | 34.23% | 0.47318 | 0.087977 | 0 | 0 | 0 | 0.11991 | 0.35759 | 0.74581 | 33.33% | 0.26393 | 0.33766 | 0 | 0 | 0 | 0.90741 | 0.98798 | 1.69 | 35.14% | 0.96105 | 0.50338 | 0 | 0 | 0 | 0.5 | 1.1754 | 6.8491 | 41.44% | 1.2147 | 4327.2414 | 3804.8126 | 3253.2274 | 3514.0109 | 504864% | 6380.1358 | 98.2% | 4023.5464 | 3835.3892 | 3242.428 | 3409.6304 | 460499% | 5067.3958 | 96.4% | 8350.7878 | 3696.746 | 3684.014 | 2013 | 3549.964 | 3638.86 | 3684.014 | 1061.864 | 1110.03 | 1195.478 |  |  |  | 1061.552 | 1110.03 | 1196.394 | 3536.84 | 3642.835 | 3687.856 | 1057.403 | 1109.02 | 1185.024
2014 | 16.3133 | 16.3151 | 10.5911 | 13.1337 | 19.5919 | 22.2005 | [6 empty] | 4.74 | 4.652 | 4.74 | 4.3824 | 4.6201 | 4.74 | 4.74 | 10.3482 | 10.1426 | 5.3207 | 7.341 | 13.0943 | 16.0798 | 17.5102 | 18.9438 | 10.7355 | 14.3409 | 21.291 | 23.6481 | 0.27273 | 0.21818 | 0 | 0 | 3630.6216 | 3648 | 3566 | 3606.5 | 3666 | 3683 | 0.45345 | 0.49026 | 0.44097 | 0.4839 | 0.53339 | 0.56494 | 9.7565 | 8.23 | 8.23 | 8.23 | 10.3435 | 13.327 | [6 empty] | 15.9222 | 13.75 | 9.4038 | 11.3063 | 21.7092 | 25.0096 | 0.29091 | 0.24545 | 0 | 0.081818 | 1117.3153 | 1102 | 1048 | 1073 | 1176 | 1200 | 0.65643 | 0.59171 | 0.47334 | 0.52068 | 0.81797 | 0.9144 | 9.9117 | 9.5693 | 9.012 | 9.0904 | 10.0128 | 10.6 | #DIV/0! | #DIV/0! | #DIV/0! | 0.29775 | 0.43066 | 0 | 0 | 0.5 | 0.5 | 72.97% | 0.40802 | 0.17042 | 0 | 0 | 0 | 0.39582 | 0.48798 | 36.94% | 0.46139 | 0.087977 | 0 | 0 | 0 | 0.11991 | 0.35759 | 0.74581 | 33.33% | 0.26393 | 0.35961 | 0 | 0 | 0 | 0.89582 | 0.98798 | 1.69 | 37.84% | 0.9504 | 0.55296 | 0 | 0 | 0 | 0.5 | 1.25 | 6.8019 | 38.74% | 1.4274 | 4318.5338 | 3812.3172 | 3223.2091 | 3512.1347 | 509823% | 6427.0875 | 96.4% | 3842.1785 | 3795.1721 | 3181.7966 | 3396.5434 | 463416% | 5176.0084 | 90.09% | 8160.7123 | 3697.518 | 3684.12 | 2014 | 3561.126 | 3639.38 | 3684.12 | 1059.346 | 1103.07 | 1199.696 |  |  |  | 1059.198 | 1103.07 | 1200.508 | 3535.837 | 3642.305 | 3691.301 | 1052.655 | 1105.56 | 1188.237
2015 | 16.3133 | 16.3151 | 10.5911 | 13.1337 | 19.5919 | 22.2005 | [6 empty] | 4.755 | 4.667 | 4.755 | 4.3974 | 4.6351 | 4.755 | 4.755 | 10.3332 | 10.1276 | 5.3057 | 7.326 | 13.0793 | 16.0648 | 17.6182 | 18.5401 | 11.2979 | 14.7186 | 21.1621 | 23.7221 | 0.27273 | 0.22727 | 0 | 0 | 3631.6486 | 3645 | 3573 | 3610.5 | 3665 | 3683 | 0.45635 | 0.49535 | 0.44577 | 0.48517 | 0.57078 | 0.5737 | 9.7594 | 8.23 | 8.23 | 8.23 | 10.3301 | 13.6082 | [6 empty] | 15.9575 | 14.1455 | 9.2841 | 11.1347 | 21.7895 | 25.1285 | 0.3 | 0.24545 | 0 | 0.072727 | 1117.0631 | 1106 | 1046 | 1071 | 1176.5 | 1201 | 0.65791 | 0.58664 | 0.45835 | 0.51837 | 0.84217 | 0.9418 | 9.9268 | 9.53 | 9.0278 | 9.0753 | 10.0844 | 10.9014 | #DIV/0! | #DIV/0! | #DIV/0! | 0.29829 | 0.47 | 0 | 0 | 0.5 | 0.5 | 70.27% | 0.42448 | 0.17349 | 0 | 0 | 0 | 0.39666 | 0.45009 | 40.54% | 0.42795 | 0.087977 | 0 | 0 | 0 | 0.11991 | 0.35759 | 0.74581 | 33.33% | 0.26393 | 0.3807 | 0 | 0 | 0 | 0.89666 | 0.95009 | 1.329 | 41.44% | 0.91865 | 0.58599 | 0 | 0 | 0 | 0.5 | 1.4034 | 8.0564 | 39.64% | 1.4783 | 4378.1732 | 3819.8217 | 3294.5024 | 3478.3642 | 510054% | 6552.0119 | 98.2% | 3799.3201 | 3774.3189 | 0 | 3381.971 | 469633% | 5202.1098 | 88.29% | 8177.4933 | 3697.864 | 3684.12 | 2015 | 3563.016 | 3640.88 | 3684.12 | 1054.706 | 1109.01 | 1201.824 |  |  |  | 1054.478 | 1109.01 | 1202.492 | 3532.461 | 3643.335 | 3694.783 | 1048.503 | 1104.88 | 1191.499
2016 | 16.3133 | 16.3151 | 10.5911 | 13.1337 | 19.5919 | 22.2005 | [6 empty] | 4.77 | 4.682 | 4.77 | 4.4124 | 4.6501 | 4.77 | 4.77 | 10.3182 | 10.1126 | 5.2907 | 7.311 | 13.0643 | 16.0498 | 17.7232 | 18.6507 | 10.6914 | 14.172 | 20.8556 | 23.762 | 0.27273 | 0.23636 | 0 | 0 | 3632.8468 | 3646 | 3566 | 3605 | 3663 | 3684 | 0.45868 | 0.50552 | 0.48517 | 0.49535 | 0.57662 | 0.57662 | 9.7454 | 8.23 | 8.23 | 8.23 | 10.3317 | 13.4561 | [6 empty] | 15.9346 | 14.0253 | 8.9077 | 10.9879 | 21.7023 | 25.3621 | 0.3 | 0.24545 | 0 | 0.090909 | 1116.3604 | 1105 | 1041 | 1069 | 1176 | 1202 | 0.65855 | 0.59679 | 0.45335 | 0.51375 | 0.84437 | 0.94592 | 9.9716 | 9.5 | 8.9806 | 9.0518 | 10.0608 | 11.328 | #DIV/0! | #DIV/0! | #DIV/0! | 0.29791 | 0.5 | 0 | 0 | 0.5 | 0.5 | 69.37% | 0.42945 | 0.19335 | 0 | 0 | 0 | 0.4429 | 0.51428 | 43.24% | 0.44712 | 0.087977 | 0 | 0 | 0 | 0.11991 | 0.35759 | 0.74581 | 33.33% | 0.26393 | 0.41407 | 0 | 0 | 0 | 0.9429 | 1.0143 | 1.3542 | 44.14% | 0.93799 | 0.65143 | 0 | 0 | 0 | 0.5 | 1.7805 | 8.0431 | 39.64% | 1.6434 | 4404.4997 | 3812.3172 | 3298.2547 | 3500.8779 | 502058% | 6527.1193 | 99.1% | 3769.573 | 3840.1262 | 0 | 3326.2115 | 461351% | 5596.2108 | 86.49% | 8174.0727 | 3698.68 | 3684.12 | 2016 | 3567.884 | 3638.76 | 3684.12 | 1051.632 | 1101.75 | 1209.678 |  |  |  | 1050.576 | 1101.75 | 1210.874 | 3536.733 | 3643.305 | 3694.401 | 1039.537 | 1105.305 | 1194.498
2017 | 16.3133 | 16.3151 | 10.5911 | 13.1337 | 19.5919 | 22.2005 | 16.3533 | 15.8202 | 14.2501 | 14.9242 | 17.7058 | 19.2916 | 4.785 | 4.697 | 4.785 | 4.4274 | 4.6651 | 4.785 | 4.785 | 10.3032 | 10.0976 | 5.2757 | 7.296 | 13.0493 | 16.0348 | 17.8252 | 18.7012 | 10.9249 | 13.9756 | 20.5959 | 23.7809 | 0.27273 | 0.23636 | 0 | 0 | 3633.973 | 3646 | 3569 | 3603 | 3661 | 3684 | 0.46087 | 0.54742 | 0.4928 | 0.50424 | 0.58111 | 0.5886 | 9.7314 | 8.23 | 8.23 | 8.23 | 10.2759 | 13.1982 | 9.6919 | 9.3257 | 8.23 | 8.7054 | 10.4911 | 11.6811 | 15.9581 | 13.8878 | 8.3941 | 10.6801 | 22.1508 | 25.8555 | 0.3 | 0.25455 | 0 | 0.1 | 1116.045 | 1104 | 1033 | 1065.5 | 1179 | 1206 | 0.65772 | 0.59425 | 0.44085 | 0.50913 | 0.84217 | 0.95003 | 9.9109 | 9.4307 | 9.0278 | 9.0633 | 9.9314 | 11.1095 | #DIV/0! | #DIV/0! | #DIV/0! | 0.33586 | 0.5 | 0 | 0.068641 | 0.5 | 0.5 | 79.28% | 0.42365 | 0.17982 | 0 | 0 | 0 | 0.39666 | 0.45009 | 40.54% | 0.44355 | 0.087977 | 0 | 0 | 0 | 0.11991 | 0.35759 | 0.74581 | 33.33% | 0.26393 | 0.39153 | 0 | 0 | 0 | 0.89666 | 0.95009 | 1.622 | 42.34% | 0.92468 | 0.58206 | 0 | 0 | 0 | 0.4 | 1.4988 | 8.0123 | 31.53% | 1.846 | 4429.9143 | 3808.5649 | 3234.466 | 3529.02 | 501038% | 6528.907 | 100% | 3654.533 | 3819.649 | 0 | 3338.2471 | 457578% | 5474.7477 | 83.78% | 8084.4473 | 3698.538 | 3684.112 | 2017 | 3560.814 | 3640.67 | 3684.112 | 1044.356 | 1101.4 | 1210.134 |  |  |  | 1043.988 | 1101.4 | 1210.642 | 3534.811 | 3642.95 | 3697.373 | 1031.392 | 1103.895 | 1197.416
2018 | 16.3133 | 16.3151 | 10.5911 | 13.1337 | 19.5919 | 22.2005 | 16.3233 | 15.7902 | 14.2201 | 14.8942 | 17.6758 | 19.2616 | 4.8 | 4.712 | 4.8 | 4.4424 | 4.6801 | 4.8 | 4.8 | 10.2882 | 10.0826 | 5.2607 | 7.281 | 13.0343 | 16.0198 | 17.8962 | 19.0963 | 10.777 | 13.943 | 21.4743 | 23.7971 | 0.37273 | 0.25455 | 0 | 0 | 3634.7027 | 3649 | 3567 | 3602.5 | 3668 | 3684 | 0.46312 | 0.55326 | 0.50806 | 0.51314 | 0.5886 | 0.5886 | 9.7478 | 8.23 | 8.23 | 8.23 | 10.3404 | 13.7887 | 9.723 | 9.3617 | 8.23 | 8.656 | 10.6057 | 11.7516 | 15.9777 | 13.7233 | 8.0502 | 10.5872 | 22.7448 | 25.8832 | 0.31818 | 0.27273 | 0 | 0.1 | 1115.8288 | 1102 | 1028 | 1064 | 1184 | 1206 | 0.658 | 0.59171 | 0.42406 | 0.50105 | 0.85531 | 0.96649 | 9.9311 | 9.4555 | 9.0116 | 9.0733 | 9.8534 | 11.5342 | #DIV/0! | #DIV/0! | #DIV/0! | 0.35543 | 0.5 | 0 | 0.14657 | 0.5 | 0.5 | 78.38% | 0.45348 | 0.17352 | 0 | 0 | 0 | 0.39666 | 0.47271 | 40.54% | 0.42802 | 0.087977 | 0 | 0 | 0 | 0.11991 | 0.35759 | 0.74581 | 33.33% | 0.26393 | 0.38073 | 0 | 0 | 0 | 0.89666 | 0.97271 | 1.329 | 41.44% | 0.91872 | 0.59331 | 0 | 0 | 0 | 0.4 | 1.7127 | 8.0839 | 26.13% | 2.2709 | 4445.8567 | 3834.8309 | 3283.2456 | 3504.6302 | 511995% | 6539.4499 | 100% | 3666.825 | 3826.184 | 0 | 3306.8306 | 452567% | 5727.4742 | 83.78% | 8112.6817 | 3698.334 | 3684.11 | 2018 | 3566.954 | 3643.29 | 3684.11 | 1040.298 | 1094.41 | 1209 |  |  |  | 1040.054 | 1094.41 | 1210.94 | 3533.771 | 3641.415 | 3697.267 | 1026.076 | 1103.225 | 1201.673
2019 | 16.3133 | 16.3151 | 10.5911 | 13.1337 | 19.5919 | 22.2005 | 16.3133 | 15.7802 | 14.2101 | 14.8842 | 17.6658 | 19.2516 | 4.815 | 4.727 | 4.815 | 4.4574 | 4.6951 | 4.815 | 4.815 | 10.2732 | 10.0676 | 5.2457 | 7.266 | 13.0193 | 16.0048 | 17.9378 | 19.136 | 10.8689 | 14.1059 | 21.6734 | 23.7981 | 0.43636 | 0.25455 | 0 | 0 | 3635.1081 | 3650 | 3568 | 3604.5 | 3669 | 3684 | 0.46471 | 0.56494 | 0.51314 | 0.54158 | 0.5886 | 0.5886 | 9.7632 | 8.23 | 8.23 | 8.23 | 10.4014 | 14.0104 | 9.7313 | 9.3531 | 8.23 | 8.6683 | 10.6171 | 11.7799 | 16.0619 | 14.2389 | 7.7765 | 10.2336 | 23.6086 | 26.3916 | 0.31818 | 0.27273 | 0 | 0.10909 | 1116.0631 | 1107 | 1024 | 1059.5 | 1190 | 1209 | 0.6588 | 0.58664 | 0.41384 | 0.49758 | 0.87692 | 0.96649 | 9.8798 | 9.3783 | 8.9763 | 9.058 | 9.6588 | 11.3848 | #DIV/0! | #DIV/0! | #DIV/0! | 0.38438 | 0.5 | 0 | 0.34121 | 0.5 | 0.5 | 82.88% | 0.46376 | 0.18131 | 0 | 0 | 0 | 0.40062 | 0.51428 | 42.34% | 0.42821 | 0.087977 | 0 | 0 | 0 | 0.11991 | 0.35759 | 0.74581 | 33.33% | 0.26393 | 0.40204 | 0 | 0 | 0 | 0.90062 | 1.0143 | 1.4594 | 44.14% | 0.91073 | 0.56498 | 0 | 0 | 0 | 0 | 1.5203 | 8.4741 | 18.92% | 2.9863 | 4458.281 | 3831.0786 | 3271.9888 | 3508.3824 | 503715% | 6775.2522 | 100% | 3596.0182 | 3800.2144 | 0 | 3318.5444 | 445131% | 5635.1196 | 81.98% | 8054.2991 | 3698.912 | 3684.11 | 2019 | 3569.6 | 3644.53 | 3684.11 | 1041.3 | 1100.52 | 1211.282 |  |  |  | 1039.3 | 1100.52 | 1212.506 | 3535.123 | 3642.365 | 3697.647 | 1020.791 | 1104.98 | 1199.507
2020 | 16.3133 | 16.3151 | 10.5911 | 13.1337 | 19.5919 | 22.2005 | 16.3133 | 15.7802 | 14.2101 | 14.8842 | 17.6658 | 19.2516 | 4.83 | 4.742 | 4.83 | 4.4724 | 4.7101 | 4.83 | 4.83 | 10.2582 | 10.0526 | 5.2307 | 7.251 | 13.0043 | 15.9898 | 17.9618 | 19.1242 | 11.0727 | 13.9331 | 22.0073 | 23.7982 | 0.46364 | 0.25455 | 0 | 0 | 3635.2973 | 3650 | 3570 | 3602.5 | 3671.5 | 3684 | 0.46565 | 0.58261 | 0.51823 | 0.56202 | 0.5886 | 0.5886 | 9.7664 | 8.23 | 8.23 | 8.23 | 10.494 | 14.0113 | 9.7354 | 9.3617 | 8.23 | 8.6941 | 10.6352 | 11.8123 | 16.1356 | 13.8153 | 7.957 | 10.3942 | 23.7161 | 26.4272 | 0.33636 | 0.28182 | 0 | 0.11818 | 1116.5135 | 1103 | 1026 | 1062 | 1190.5 | 1209 | 0.6608 | 0.59933 | 0.40568 | 0.48709 | 0.90247 | 0.97884 | 9.8917 | 9.3844 | 8.841 | 9.0518 | 9.7087 | 11.5045 | #DIV/0! | #DIV/0! | #DIV/0! | 0.37592 | 0.5 | 0 | 0.29129 | 0.5 | 0.5 | 82.88% | 0.45356 | 0.1935 | 0 | 0 | 0 | 0.41776 | 0.65864 | 41.44% | 0.46693 | 0.087977 | 0 | 0 | 0 | 0.11991 | 0.35759 | 0.74581 | 33.33% | 0.26393 | 0.40972 | 0 | 0 | 0 | 0.91776 | 1.1586 | 1.4486 | 43.24% | 0.94748 | 0.58105 | 0 | 0 | 0 | 0 | 2.076 | 8.4619 | 19.82% | 2.9316 | 4462.7594 | 3842.3354 | 3219.4568 | 3461.4789 | 502645% | 6768.4233 | 100% | 3552.1242 | 3836.7345 | 0 | 3277.3709 | 448385% | 5736.7697 | 80.18% | 8014.8836 | 3698.594 | 3684.122 | 2020 | 3563.114 | 3648.9 | 3684.122 | 1035.084 | 1102.67 | 1210.886 |  |  |  | 1034.992 | 1102.67 | 1210.998 | 3534.822 | 3643.205 | 3696.966 | 1016.891 | 1100.98 | 1201.561
2021 | 16.3133 | 16.3151 | 10.5911 | 13.1337 | 19.5919 | 22.2005 | 16.3133 | 15.7802 | 14.2101 | 14.8842 | 17.6658 | 19.2516 | 4.845 | 4.757 | 4.845 | 4.4874 | 4.7251 | 4.845 | 4.845 | 10.2432 | 10.0376 | 5.2157 | 7.236 | 12.9893 | 15.9748 | 18.0047 | 19.1158 | 11.0655 | 14.3005 | 22.0821 | 23.7984 | 0.46364 | 0.25455 | 0 | 0 | 3635.4865 | 3650 | 3570 | 3606.5 | 3672 | 3684 | 0.46602 | 0.58561 | 0.57078 | 0.57665 | 0.5886 | 0.5886 | 9.7305 | 8.23 | 8.23 | 8.23 | 10.4792 | 13.9635 | 9.7375 | 9.3617 | 8.23 | 8.5936 | 10.673 | 11.878 | 16.1687 | 14.4097 | 7.6722 | 10.1721 | 23.7272 | 26.4287 | 0.36364 | 0.29091 | 0 | 0.11818 | 1116.4505 | 1109 | 1022 | 1059 | 1190.5 | 1209 | 0.66359 | 0.58917 | 0.40976 | 0.49296 | 0.90461 | 0.97884 | 9.8945 | 9.3783 | 8.841 | 9.0514 | 9.6055 | 11.5406 | #DIV/0! | #DIV/0! | #DIV/0! | 0.38132 | 0.5 | 0 | 0.39452 | 0.5 | 0.5 | 81.08% | 0.47029 | 0.19929 | 0 | 0 | 0 | 0.41776 | 0.65864 | 43.24% | 0.46086 | 0.087977 | 0 | 0 | 0 | 0.11991 | 0.35759 | 0.74581 | 33.33% | 0.26393 | 0.42452 | 0 | 0 | 0 | 0.91776 | 1.1586 | 1.4561 | 45.05% | 0.94243 | 0.59544 | 0 | 0 | 0 | 0 | 2.0795 | 8.451 | 19.82% | 3.0043 | 4448.1986 | 3849.84 | 3302.007 | 3472.7358 | 498596% | 6761.1213 | 100% | 3502.2271 | 3790.6219 | 0 | 3262.017 | 449924% | 5729.0756 | 78.38% | 7950.4257 | 3697.846 | 3684.11 | 2021 | 3563.3 | 3650.6 | 3684.11 | 1027.844 | 1103.75 | 1207.966 |  |  |  | 1027.472 | 1103.75 | 1208.618 | 3532.542 | 3645.86 | 3697.101 | 1016.34 | 1102.375 | 1200.269
2022 | 16.3133 | 16.3151 | 10.5911 | 13.1337 | 19.5919 | 22.2005 | 16.3133 | 15.7802 | 14.2101 | 14.8842 | 17.6658 | 19.2516 | 4.86 | 4.772 | 4.86 | 4.5024 | 4.7401 | 4.86 | 4.86 | 10.2282 | 10.0226 | 5.2007 | 7.221 | 12.9743 | 15.9598 | 18.069 | 18.9943 | 10.9686 | 14.3206 | 22.431 | 23.7988 | 0.45455 | 0.26364 | 0 | 0 | 3636.0631 | 3649 | 3569 | 3606.5 | 3674.5 | 3684 | 0.46688 | 0.5886 | 0.57662 | 0.57961 | 0.5886 | 0.5886 | 9.6914 | 8.23 | 8.23 | 8.23 | 10.2579 | 13.9141 | 9.7389 | 9.3543 | 8.23 | 8.5858 | 10.7191 | 11.8859 | 16.1745 | 13.4461 | 7.8049 | 9.9969 | 23.732 | 26.4305 | 0.37273 | 0.31818 | 0 | 0.11818 | 1116.1982 | 1099 | 1024 | 1056 | 1191 | 1209 | 0.66481 | 0.60441 | 0.40159 | 0.48584 | 0.90461 | 0.97884 | 9.8819 | 9.3324 | 8.8151 | 9.0499 | 9.6055 | 11.599 | #DIV/0! | #DIV/0! | #DIV/0! | 0.38119 | 0.5 | 0 | 0.39452 | 0.5 | 0.5 | 81.08% | 0.47013 | 0.21288 | 0 | 0 | 0 | 0.45009 | 0.65904 | 45.05% | 0.47259 | 0.087977 | 0 | 0 | 0 | 0.11991 | 0.35759 | 0.74581 | 33.33% | 0.26393 | 0.44711 | 0 | 0 | 0 | 0.95009 | 1.159 | 1.4574 | 46.85% | 0.95442 | 0.59747 | 0 | 0 | 0 | 0 | 2.0649 | 8.4359 | 20.72% | 2.8834 | 4433.4589 | 3857.3446 | 3283.2456 | 3527.1439 | 495317% | 6752.8967 | 100% | 3501.023 | 3803.1322 | 0 | 3292.7258 | 449924% | 5733.393 | 78.38% | 7934.4819 | 3698.534 | 3684.1 | 2022 | 3564.766 | 3646.18 | 3684.1 | 1026.436 | 1099.01 | 1207.694 |  |  |  | 1025.948 | 1099.01 | 1207.982 | 3526.54 | 3645.165 | 3695.254 | 1016.921 | 1104.93 | 1196.918
2023 | 16.3133 | 16.3151 | 10.5911 | 13.1337 | 19.5919 | 22.2005 | 16.3133 | 15.7802 | 14.2101 | 14.8842 | 17.6658 | 19.2516 | 4.875 | 4.787 | 4.875 | 4.5174 | 4.7551 | 4.875 | 4.875 | 10.2132 | 10.0076 | 5.1857 | 7.206 | 12.9593 | 15.9448 | 18.1447 | 19.4134 | 11.0377 | 14.5322 | 22.848 | 23.7994 | 0.46364 | 0.27273 | 0 | 0 | 3636.6396 | 3652 | 3570 | 3608.5 | 3677 | 3684 | 0.46838 | 0.5886 | 0.57662 | 0.5886 | 0.5886 | 0.5886 | 9.6626 | 8.23 | 8.23 | 8.23 | 10.0164 | 13.8642 | 9.7355 | 9.345 | 8.23 | 8.5647 | 10.7166 | 11.8865 | 16.1376 | 14.0096 | 7.5979 | 9.918 | 23.6849 | 26.444 | 0.37273 | 0.30909 | 0 | 0.13636 | 1115.4865 | 1105 | 1021 | 1055.5 | 1190.5 | 1210 | 0.66543 | 0.57908 | 0.40568 | 0.47834 | 0.90657 | 0.97884 | 9.8961 | 9.3025 | 8.8407 | 9.0499 | 9.6908 | 11.5651 | #DIV/0! | #DIV/0! | #DIV/0! | 0.37823 | 0.5 | 0 | 0.30918 | 0.5 | 0.5 | 81.98% | 0.46135 | 0.21355 | 0 | 0 | 0 | 0.44968 | 0.65904 | 45.05% | 0.47407 | 0.087977 | 0 | 0 | 0 | 0.11991 | 0.35759 | 0.74581 | 33.33% | 0.26393 | 0.44778 | 0 | 0 | 0 | 0.94968 | 1.159 | 1.329 | 46.85% | 0.95584 | 0.607 | 0 | 0 | 0 | 0 | 2.05 | 8.4204 | 20.72% | 2.9294 | 4424.7519 | 3872.3537 | 3226.9614 | 3499.0017 | 487134% | 6745.6703 | 100% | 3505.4848 | 3740.1696 | 0 | 3289.8207 | 452083% | 5716.2031 | 78.38% | 7930.2367 | 3696.95 | 3684.1 | 2023 | 3563.804 | 3649.52 | 3684.1 | 1026.722 | 1102.38 | 1205.956 |  |  |  | 1026.026 | 1102.38 | 1206.048 | 3522.781 | 3646.65 | 3694.379 | 1016.279 | 1104.025 | 1197.532
2024 | 16.3133 | 16.3151 | 10.5911 | 13.1337 | 19.5919 | 22.2005 | 16.3133 | 15.7802 | 14.2101 | 14.8842 | 17.6658 | 19.2516 | 4.89 | 4.802 | 4.89 | 4.5324 | 4.7701 | 4.89 | 4.89 | 10.1982 | 9.9926 | 5.1707 | 7.191 | 12.9443 | 15.9298 | 18.217 | 19.5631 | 11.6326 | 14.4777 | 22.5783 | 23.7998 | 0.46364 | 0.27273 | 0 | 0 | 3637.2162 | 3653 | 3577 | 3608 | 3675.5 | 3684 | 0.46996 | 0.5886 | 0.57961 | 0.5886 | 0.5886 | 0.5886 | 9.6496 | 8.23 | 8.23 | 8.23 | 9.9992 | 13.8114 | 9.7248 | 9.3131 | 8.23 | 8.5145 | 10.7243 | 11.8905 | 16.117 | 13.3272 | 7.4122 | 9.918 | 23.7486 | 26.4432 | 0.37273 | 0.31818 | 0 | 0.12727 | 1115.2973 | 1097 | 1018 | 1055 | 1191 | 1210 | 0.66417 | 0.59425 | 0.39955 | 0.47709 | 0.90461 | 0.98295 | 9.8678 | 9.2633 | 8.81 | 9.0499 | 9.7215 | 11.535 | #DIV/0! | #DIV/0! | #DIV/0! | 0.37564 | 0.5 | 0 | 0.2785 | 0.5 | 0.5 | 81.08% | 0.46329 | 0.24032 | 0 | 0 | 0 | 0.45009 | 0.68494 | 47.75% | 0.50331 | 0.087977 | 0 | 0 | 0 | 0.11991 | 0.35759 | 0.74581 | 33.33% | 0.26393 | 0.48807 | 0 | 0 | 0 | 0.95009 | 1.1849 | 1.6007 | 49.55% | 0.98501 | 0.60327 | 0 | 0 | 0 | 0 | 2.0351 | 8.4053 | 20.72% | 2.9114 | 4423.126 | 3876.106 | 3298.2547 | 3495.2495 | 485218% | 6738.4888 | 100% | 3496.737 | 3755.132 | 0 | 3238.7624 | 453832% | 5706.3761 | 78.38% | 7919.863 | 3698.394 | 3684.09 | 2024 | 3556.456 | 3649.89 | 3684.09 | 1022.03 | 1109.88 | 1206.194 |  |  |  | 1022.01 | 1109.88 | 1206.582 | 3522.894 | 3646.69 | 3697.04 | 1016.202 | 1104.575 | 1197.221
2025 | 16.3133 | 16.3151 | 10.5911 | 13.1337 | 19.5919 | 22.2005 | 16.3133 | 15.7802 | 14.2101 | 14.8842 | 17.6658 | 19.2516 | 4.905 | 4.817 | 4.905 | 4.5474 | 4.7851 | 4.905 | 4.905 | 10.1832 | 9.9776 | 5.1557 | 7.176 | 12.9293 | 15.9148 | 18.2888 | 19.6002 | 11.6912 | 14.6891 | 22.487 | 23.7997 | 0.46364 | 0.27273 | 0 | 0 | 3637.8108 | 3653 | 3578 | 3610 | 3675 | 3684 | 0.47145 | 0.5886 | 0.5886 | 0.5886 | 0.5886 | 0.5886 | 9.6336 | 8.23 | 8.23 | 8.23 | 9.982 | 13.7869 | 9.7122 | 9.265 | 8.23 | 8.5294 | 10.7283 | 11.8935 | 16.0884 | 13.5218 | 7.6157 | 9.8718 | 23.7096 | 26.4476 | 0.37273 | 0.32727 | 0 | 0.12727 | 1114.9279 | 1099 | 1021 | 1054.5 | 1190.5 | 1210 | 0.66387 | 0.57411 | 0.39339 | 0.47584 | 0.90657 | 0.98295 | 9.8602 | 9.2629 | 8.8151 | 9.0499 | 9.6908 | 11.5011 | #DIV/0! | #DIV/0! | #DIV/0! | 0.37937 | 0.5 | 0 | 0.30918 | 0.5 | 0.5 | 81.98% | 0.46275 | 0.24181 | 0 | 0 | 0 | 0.45009 | 0.65904 | 48.65% | 0.49705 | 0.087977 | 0 | 0 | 0 | 0.11991 | 0.35759 | 0.74581 | 33.33% | 0.26393 | 0.49406 | 0.5 | 0 | 0 | 0.95009 | 1.159 | 1.6007 | 50.45% | 0.9793 | 0.59875 | 0 | 0 | 0 | 0 | 2.0201 | 8.3903 | 20.72% | 2.8896 | 4419.9761 | 3883.6105 | 3298.2547 | 3517.7632 | 486389% | 6689.2576 | 100% | 3434.2594 | 3692.4133 | 0 | 3209.5911 | 453737% | 5698.747 | 76.58% | 7854.2356 | 3698.388 | 3684.09 | 2025 | 3559.268 | 3653.39 | 3684.09 | 1019.168 | 1107.54 | 1205.916 |  |  |  | 1018.984 | 1107.54 | 1206.268 | 3517.033 | 3646.06 | 3696.272 | 1016.035 | 1105.22 | 1196.882
2026 | 16.3133 | 16.3151 | 10.5911 | 13.1337 | 19.5919 | 22.2005 | 16.3133 | 15.7802 | 14.2101 | 14.8842 | 17.6658 | 19.2516 | 4.92 | 4.832 | 4.92 | 4.5624 | 4.8001 | 4.92 | 4.92 | 10.1682 | 9.9626 | 5.1407 | 7.161 | 12.9143 | 15.8998 | 18.3619 | 19.5726 | 11.6264 | 14.897 | 22.2556 | 23.7997 | 0.47273 | 0.26364 | 0 | 0 | 3638.5586 | 3653 | 3577 | 3612 | 3673.5 | 3684 | 0.47288 | 0.5886 | 0.5886 | 0.5886 | 0.5886 | 0.5886 | 9.6158 | 8.23 | 8.23 | 8.23 | 9.9586 | 13.7077 | 9.6992 | 9.2367 | 8.23 | 8.4894 | 10.7302 | 11.8935 | 16.0562 | 13.4329 | 7.5146 | 9.712 | 23.4492 | 26.4426 | 0.37273 | 0.31818 | 0 | 0.11818 | 1114.6036 | 1098 | 1019 | 1052 | 1188.5 | 1210 | 0.66294 | 0.57908 | 0.39955 | 0.47459 | 0.90461 | 0.98295 | 9.847 | 9.2858 | 8.762 | 9.0499 | 9.6664 | 11.4671 | #DIV/0! | #DIV/0! | #DIV/0! | 0.37971 | 0.5 | 0 | 0.33362 | 0.5 | 0.5 | 81.98% | 0.46317 | 0.25606 | 0 | 0 | 0 | 0.45009 | 0.73799 | 48.65% | 0.52634 | 0.087977 | 0 | 0 | 0 | 0.11991 | 0.35759 | 0.74581 | 33.33% | 0.26393 | 0.50831 | 0.5 | 0 | 0 | 0.95009 | 1.238 | 1.8659 | 50.45% | 1.0075 | 0.59255 | 0 | 0 | 0 | 0 | 2.0053 | 8.3754 | 20.72% | 2.8597 | 4416.8292 | 3891.1151 | 3298.2547 | 3504.6302 | 485761% | 6723.9169 | 100% | 3375.0225 | 3683.8263 | 0 | 1624.0644 | 453646% | 5691.1561 | 74.77% | 7791.8516 | 3697.904 | 3684.082 | 2026 | 3561.426 | 3652.53 | 3684.082 | 1015.764 | 1106.5 | 1206.076 |  |  |  | 1015.312 | 1106.5 | 1206.868 | 3525.785 | 3646.325 | 3697.242 | 1015.939 | 1106.095 | 1199.037
2027 | 16.3133 | 16.3151 | 10.5911 | 13.1337 | 19.5919 | 22.2005 | 16.3133 | 15.7802 | 14.2101 | 14.8842 | 17.6658 | 19.2516 | 4.935 | 4.847 | 4.935 | 4.5774 | 4.8151 | 4.935 | 4.935 | 10.1532 | 9.9476 | 5.1257 | 7.146 | 12.8993 | 15.8848 | 18.4237 | 19.7688 | 11.7433 | 14.7479 | 22.2464 | 23.7997 | 0.48182 | 0.26364 | 0 | 0 | 3639.1802 | 3655 | 3578 | 3611 | 3673.5 | 3684 | 0.47454 | 0.5886 | 0.5886 | 0.5886 | 0.5886 | 0.5886 | 9.6115 | 8.23 | 8.23 | 8.23 | 9.9258 | 13.6572 | 9.6872 | 9.2905 | 8.23 | 8.5142 | 10.7342 | 11.899 | 16.0189 | 13.9925 | 7.3383 | 9.9725 | 23.54 | 26.4414 | 0.35455 | 0.30909 | 0 | 0.12727 | 1114.3063 | 1105 | 1016 | 1056 | 1189.5 | 1210 | 0.66193 | 0.57659 | 0.39545 | 0.46835 | 0.89622 | 0.98295 | 9.849 | 9.2858 | 8.7907 | 9.0499 | 9.6908 | 11.6157 | #DIV/0! | #DIV/0! | #DIV/0! | 0.37839 | 0.5 | 0 | 0.30918 | 0.5 | 0.5 | 81.98% | 0.46156 | 0.2494 | 0 | 0 | 0 | 0.45009 | 0.70927 | 48.65% | 0.51266 | 0.087977 | 0 | 0 | 0 | 0.11991 | 0.35759 | 0.74581 | 33.33% | 0.26393 | 0.50165 | 0.5 | 0 | 0 | 0.95009 | 1.2093 | 1.6007 | 50.45% | 0.99435 | 0.58789 | 0 | 0 | 0 | 0 | 1.9903 | 8.3602 | 20.72% | 2.8372 | 4420.4548 | 3887.3628 | 3332.0253 | 3536.5246 | 484818% | 6716.4844 | 100% | 3483.4786 | 3683.8263 | 0 | 3209.652 | 453677% | 5683.5325 | 78.38% | 7903.9334 | 3698.176 | 3684.08 | 2027 | 3566.588 | 3653.81 | 3684.08 | 1015.796 | 1106.93 | 1207.96 |  |  |  | 1015.068 | 1106.93 | 1208 | 3524.681 | 3646.85 | 3697.753 | 1015.775 | 1105.55 | 1197.36
2028 | 16.3133 | 16.3151 | 10.5911 | 13.1337 | 19.5919 | 22.2005 | 16.3133 | 15.7802 | 14.2101 | 14.8842 | 17.6658 | 19.2516 | 4.95 | 4.862 | 4.95 | 4.5924 | 4.8301 | 4.95 | 4.95 | 10.1382 | 9.9326 | 5.1107 | 7.131 | 12.8843 | 15.8698 | 18.4772 | 19.8006 | 11.7556 | 14.8503 | 22.0531 | 23.7997 | 0.5 | 0.25455 | 0 | 0 | 3639.8018 | 3655 | 3579 | 3612 | 3671.5 | 3684 | 0.47583 | 0.5886 | 0.58561 | 0.5886 | 0.5886 | 0.5886 | 9.6041 | 8.23 | 8.23 | 8.23 | 9.893 | 13.6066 | 9.6729 | 9.2254 | 8.23 | 8.513 | 10.7327 | 11.899 | 15.9765 | 13.7857 | 7.4543 | 9.6938 | 23.6547 | 26.4448 | 0.34545 | 0.3 | 0 | 0.12727 | 1113.973 | 1102 | 1018 | 1052 | 1190 | 1210 | 0.66057 | 0.59425 | 0.38927 | 0.47834 | 0.90051 | 0.98295 | 9.848 | 9.2858 | 8.81 | 9.0499 | 9.6579 | 11.4731 | #DIV/0! | #DIV/0! | #DIV/0! | 0.38231 | 0.5 | 0 | 0.34213 | 0.5 | 0.5 | 82.88% | 0.46126 | 0.24527 | 0 | 0 | 0 | 0.45009 | 0.68494 | 47.75% | 0.51367 | 0.087977 | 0 | 0 | 0 | 0.11991 | 0.35759 | 0.74581 | 33.33% | 0.26393 | 0.49301 | 0 | 0 | 0 | 0.95009 | 1.1849 | 1.6006 | 49.55% | 0.99499 | 0.58234 | 0 | 0 | 0 | 0 | 1.9754 | 8.3451 | 18.92% | 3.0781 | 4421.8896 | 3894.8674 | 3305.7593 | 3515.887 | 483682% | 6700.2392 | 100% | 3453.2236 | 3726.9281 | 0 | 3227.4524 | 451414% | 5675.8994 | 77.48% | 7875.1132 | 3698.474 | 3684.08 | 2028 | 3568.18 | 3652.19 | 3684.08 | 1018.052 | 1102.97 | 1207.256 |  |  |  | 1018.016 | 1102.97 | 1207.448 | 3521.649 | 3646.82 | 3697.798 | 1016.356 | 1104.7 | 1196.627
2029 | 16.3133 | 16.3151 | 10.5911 | 13.1337 | 19.5919 | 22.2005 | 16.3133 | 15.7802 | 14.2101 | 14.8842 | 17.6658 | 19.2516 | 4.965 | 4.877 | 4.965 | 4.6074 | 4.8451 | 4.965 | 4.965 | 10.1232 | 9.9176 | 5.0957 | 7.116 | 12.8693 | 15.8548 | 18.507 | 19.8725 | 11.7349 | 14.8049 | 22.1295 | 23.7996 | 0.5 | 0.25455 | 0 | 0 | 3640.0721 | 3656 | 3578 | 3611 | 3672 | 3684 | 0.4771 | 0.5886 | 0.58561 | 0.5886 | 0.5886 | 0.5886 | 9.6136 | 8.23 | 8.23 | 8.23 | 9.7813 | 13.7295 | 9.6579 | 9.2683 | 8.23 | 8.5043 | 10.7046 | 11.9045 | 15.9708 | 13.9578 | 7.3568 | 9.4765 | 23.2024 | 26.4359 | 0.34545 | 0.3 | 0 | 0.11818 | 1113.973 | 1104 | 1017 | 1049 | 1187 | 1209 | 0.65879 | 0.58664 | 0.39339 | 0.46835 | 0.90265 | 0.98295 | 9.822 | 9.2629 | 8.7907 | 9.0499 | 9.7078 | 11.3702 | #DIV/0! | #DIV/0! | #DIV/0! | 0.37821 | 0.5 | 0 | 0.29221 | 0.5 | 0.5 | 81.98% | 0.46134 | 0.26658 | 0.035944 | 0 | 0 | 0.45009 | 0.70927 | 50.45% | 0.5284 | 0.087977 | 0 | 0 | 0 | 0.11991 | 0.35759 | 0.74581 | 33.33% | 0.26393 | 0.52334 | 0.53594 | 0 | 0 | 0.95009 | 1.2093 | 1.6164 | 51.35% | 1.0191 | 0.56883 | 0 | 0 | 0 | 0 | 1.9603 | 8.3299 | 18.92% | 3.0067 | 4430.2115 | 3879.8582 | 3324.5207 | 3525.2677 | 474107% | 6701.5925 | 100% | 3383.3948 | 3738.4979 | 0 | 3176.7357 | 449955% | 5668.2086 | 75.68% | 7813.6063 | 3697.392 | 3684.07 | 2029 | 3570.19 | 3652.36 | 3684.07 | 1018.026 | 1110.77 | 1205.986 |  |  |  | 1017.958 | 1110.77 | 1206.838 | 3512.451 | 3646.185 | 3697.083 | 1014.926 | 1104.395 | 1195.689
2030 | 16.3133 | 16.3151 | 10.5911 | 13.1337 | 19.5919 | 22.2005 | 16.3133 | 15.7802 | 14.2101 | 14.8842 | 17.6658 | 19.2516 | 4.98 | 4.892 | 4.98 | 4.6224 | 4.8601 | 4.98 | 4.98 | 10.1082 | 9.9026 | 5.0807 | 7.101 | 12.8543 | 15.8398 | 18.541 | 20.2795 | 11.714 | 14.8293 | 22.1736 | 23.7988 | 0.50909 | 0.35455 | 0 | 0 | 3640.4505 | 3659 | 3578 | 3611.5 | 3673 | 3684 | 0.47769 | 0.5886 | 0.58261 | 0.5886 | 0.5886 | 0.5886 | 9.5935 | 8.23 | 8.23 | 8.23 | 9.6475 | 13.495 | 9.6406 | 9.2558 | 8.23 | 8.4752 | 10.5629 | 11.9022 | 15.9708 | 14.0592 | 7.3364 | 9.4153 | 22.6323 | 26.4245 | 0.34545 | 0.3 | 0 | 0.11818 | 1114.045 | 1105 | 1016 | 1048 | 1183 | 1209 | 0.65843 | 0.59171 | 0.39133 | 0.46085 | 0.88979 | 0.97884 | 9.7964 | 9.2596 | 8.7432 | 8.9706 | 9.7078 | 11.3556 | #DIV/0! | #DIV/0! | #DIV/0! | 0.37791 | 0.5 | 0 | 0.29221 | 0.5 | 0.5 | 81.98% | 0.46097 | 0.28317 | 0.12169 | 0 | 0 | 0.4935 | 0.75677 | 51.35% | 0.55144 | 0.087977 | 0 | 0 | 0 | 0.11991 | 0.35759 | 0.74581 | 33.33% | 0.26393 | 0.53993 | 0.62169 | 0 | 0 | 0.9935 | 1.2568 | 1.7382 | 51.35% | 1.0514 | 0.55701 | 0 | 0 | 0 | 0 | 1.9456 | 8.3148 | 18.92% | 2.9442 | 4423.1979 | 3876.106 | 3309.5116 | 3519.6393 | 468882% | 6694.1586 | 100% | 3379.9373 | 3755.7552 | 0 | 3161.5166 | 449601% | 5660.7115 | 75.68% | 7803.1352 | 3698.186 | 3684.07 | 2030 | 3570.2 | 3652.21 | 3684.07 | 1018.022 | 1106.57 | 1206.836 |  |  |  | 1017.946 | 1106.57 | 1207.208 | 3512.098 | 3646.255 | 3697.331 | 1016.052 | 1105.23 | 1195.144
2031 | 16.3133 | 16.3151 | 10.5911 | 13.1337 | 19.5919 | 22.2005 | 16.3133 | 15.7802 | 14.2101 | 14.8842 | 17.6658 | 19.2516 | 4.995 | 4.907 | 4.995 | 4.6374 | 4.8751 | 4.995 | 4.995 | 10.0932 | 9.8876 | 5.0657 | 7.086 | 12.8393 | 15.8248 | 18.5665 | 20.1447 | 11.6954 | 14.7882 | 22.3624 | 23.7986 | 0.53636 | 0.37273 | 0 | 0 | 3640.6937 | 3658 | 3578 | 3611 | 3674 | 3684 | 0.4785 | 0.5886 | 0.58261 | 0.5886 | 0.5886 | 0.5886 | 9.587 | 8.23 | 8.23 | 8.23 | 9.6234 | 13.718 | 9.6263 | 9.2434 | 8.23 | 8.441 | 10.5577 | 11.9022 | 15.9862 | 14.0588 | 7.3408 | 9.6542 | 22.6247 | 26.1031 | 0.34545 | 0.28182 | 0 | 0.10909 | 1114.3694 | 1105 | 1016 | 1051.5 | 1183 | 1207 | 0.65813 | 0.59425 | 0.38927 | 0.45835 | 0.87264 | 0.97884 | 9.7744 | 9.2596 | 8.7432 | 9.0065 | 9.7078 | 11.3007 | #DIV/0! | #DIV/0! | #DIV/0! | 0.37808 | 0.5 | 0 | 0.29221 | 0.5 | 0.5 | 81.98% | 0.46117 | 0.28645 | 0.12169 | 0 | 0 | 0.46313 | 0.75677 | 51.35% | 0.55783 | 0.087977 | 0 | 0 | 0 | 0.11991 | 0.35759 | 0.74581 | 33.33% | 0.26393 | 0.54771 | 0.62169 | 0 | 0 | 0.96313 | 1.2568 | 1.8934 | 52.25% | 1.0482 | 0.53752 | 0 | 0 | 0 | 0 | 1.7203 | 8.2996 | 18.92% | 2.8412 | 4422.5519 | 3883.6105 | 3290.7502 | 3519.6393 | 467535% | 6729.7553 | 100% | 3370.2628 | 3749.9111 | 0 | 3189.7006 | 449601% | 5577.3612 | 75.68% | 7792.8147 | 3699.232 | 3684.07 | 2031 | 3567.426 | 3651.33 | 3684.07 | 1019.002 | 1106.8 | 1208.374 |  |  |  | 1018.526 | 1106.8 | 1208.822 | 3508.713 | 3646.225 | 3697.121 | 1015.176 | 1104.78 | 1194.578
2032 | 16.3133 | 16.3151 | 10.5911 | 13.1337 | 19.5919 | 22.2005 | 16.3133 | 15.7802 | 14.2101 | 14.8842 | 17.6658 | 19.2516 | 5.01 | 4.922 | 5.01 | 4.6524 | 4.8901 | 5.01 | 5.01 | 10.0782 | 9.8726 | 5.0507 | 7.071 | 12.8243 | 15.8098 | 18.5997 | 20.245 | 11.6783 | 14.8397 | 22.5517 | 23.7985 | 0.53636 | 0.39091 | 0 | 0 | 3640.8829 | 3658 | 3578 | 3611.5 | 3675 | 3684 | 0.47907 | 0.5886 | 0.58261 | 0.5886 | 0.5886 | 0.5886 | 9.5631 | 8.23 | 8.23 | 8.23 | 9.5743 | 13.4626 | 9.6134 | 9.2309 | 8.23 | 8.4159 | 10.5283 | 11.9 | 15.9815 | 13.925 | 7.3478 | 9.8983 | 22.5466 | 26.0956 | 0.33636 | 0.28182 | 0 | 0.10909 | 1114.4775 | 1104 | 1017 | 1055 | 1182.5 | 1207 | 0.65849 | 0.59425 | 0.38927 | 0.4671 | 0.87264 | 0.97061 | 9.7707 | 9.2596 | 8.7907 | 9.0482 | 9.7407 | 11.2667 | #DIV/0! | #DIV/0! | #DIV/0! | 0.37655 | 0.5 | 0 | 0.25925 | 0.5 | 0.5 | 82.88% | 0.45432 | 0.27264 | 0.035944 | 0 | 0 | 0.45009 | 0.70927 | 50.45% | 0.54041 | 0.087977 | 0 | 0 | 0 | 0.11991 | 0.35759 | 0.74581 | 33.33% | 0.26393 | 0.52489 | 0.53594 | 0 | 0 | 0.95009 | 1.2093 | 1.9038 | 50.45% | 1.0404 | 0.51883 | 0 | 0 | 0 | 0 | 1.7126 | 8.2844 | 18.02% | 2.8795 | 4412.8292 | 3887.3628 | 3294.5024 | 3521.5154 | 465543% | 6678.0977 | 100% | 3394.864 | 3776.3459 | 0 | 3225.7801 | 448601% | 5560.1878 | 76.58% | 7807.6932 | 3698.35 | 3684.06 | 2032 | 3563.884 | 3652.43 | 3684.06 | 1018.012 | 1107.4 | 1206.244 |  |  |  | 1017.936 | 1107.4 | 1206.492 | 3508.596 | 3646.8 | 3697.247 | 1015.236 | 1104.485 | 1196.163
2033 | 16.3133 | 16.3151 | 10.5911 | 13.1337 | 19.5919 | 22.2005 | 16.3133 | 15.7802 | 14.2101 | 14.8842 | 17.6658 | 19.2516 | 5.025 | 4.937 | 5.025 | 4.6674 | 4.9051 | 5.025 | 5.025 | 10.0632 | 9.8576 | 5.0357 | 7.056 | 12.8093 | 15.7948 | 18.6216 | 20.3419 | 11.7268 | 14.8092 | 22.7379 | 23.7984 | 0.52727 | 0.4 | 0 | 0 | 3641.0811 | 3659 | 3578 | 3611.5 | 3677 | 3684 | 0.47963 | 0.5886 | 0.5886 | 0.5886 | 0.5886 | 0.5886 | 9.5597 | 8.23 | 8.23 | 8.23 | 9.52 | 13.8384 | 9.6032 | 9.2158 | 8.23 | 8.3646 | 10.4457 | 11.8967 | 15.9868 | 13.9336 | 7.3505 | 10.2638 | 22.4718 | 26.088 | 0.34545 | 0.27273 | 0 | 0.10909 | 1114.6306 | 1104 | 1017 | 1060 | 1182 | 1207 | 0.65848 | 0.59171 | 0.39133 | 0.47584 | 0.87049 | 0.97061 | 9.757 | 9.2633 | 8.7907 | 9.0161 | 9.7407 | 11.2367 | #DIV/0! | #DIV/0! | #DIV/0! | 0.37686 | 0.5 | 0 | 0.25925 | 0.5 | 0.5 | 84.68% | 0.44502 | 0.26967 | 0 | 0 | 0 | 0.45182 | 0.70927 | 47.75% | 0.56479 | 0.087977 | 0 | 0 | 0 | 0.11991 | 0.35759 | 0.74581 | 33.33% | 0.26393 | 0.50841 | 0 | 0 | 0 | 0.95182 | 1.2093 | 1.8993 | 47.75% | 1.0648 | 0.49726 | 0 | 0 | 0 | 0 | 1.7049 | 8.2687 | 17.12% | 2.905 | 4413.2806 | 3891.1151 | 3305.7593 | 3517.7632 | 464253% | 6694.1822 | 100% | 3390.882 | 3785.9228 | 0 | 3227.2976 | 448601% | 5539.9939 | 76.58% | 7804.1626 | 3698.274 | 3684.06 | 2033 | 3565.034 | 3650.85 | 3684.06 | 1018.016 | 1111.94 | 1205.82 |  |  |  | 1017.968 | 1111.94 | 1205.96 | 3508.351 | 3647.32 | 3697.734 | 1015.884 | 1103.09 | 1193.544
2034 | 16.3133 | 16.3151 | 10.5911 | 13.1337 | 19.5919 | 22.2005 | 16.3133 | 15.7802 | 14.2101 | 14.8842 | 17.6658 | 19.2516 | 5.04 | 4.952 | 5.04 | 4.6824 | 4.9201 | 5.04 | 5.04 | 10.0482 | 9.8426 | 5.0207 | 7.041 | 12.7943 | 15.7798 | 18.6426 | 20.2089 | 11.6608 | 14.7591 | 22.9131 | 23.7958 | 0.52727 | 0.4 | 0 | 0 | 3641.2432 | 3658 | 3577 | 3611 | 3678 | 3684 | 0.4802 | 0.5886 | 0.58261 | 0.5886 | 0.5886 | 0.5886 | 9.5451 | 8.23 | 8.23 | 8.23 | 9.4809 | 13.2668 | 9.5927 | 9.2012 | 8.23 | 8.3206 | 10.4793 | 11.891 | 16.0002 | 14.087 | 7.3496 | 10.2754 | 22.427 | 26.0804 | 0.34545 | 0.27273 | 0 | 0.10909 | 1114.7928 | 1106 | 1017 | 1060 | 1181.5 | 1207 | 0.65888 | 0.59171 | 0.39133 | 0.48806 | 0.86835 | 0.97061 | 9.7339 | 9.2596 | 8.7442 | 9.0369 | 9.7078 | 11.0622 | #DIV/0! | #DIV/0! | #DIV/0! | 0.38204 | 0.5 | 0 | 0.29221 | 0.5 | 0.5 | 83.78% | 0.45598 | 0.27956 | 0.12169 | 0 | 0 | 0.45182 | 0.75584 | 51.35% | 0.54441 | 0.087977 | 0 | 0 | 0 | 0.11991 | 0.35759 | 0.74581 | 33.33% | 0.26393 | 0.53632 | 0.62169 | 0 | 0 | 0.95182 | 1.2558 | 1.9038 | 51.35% | 1.0444 | 0.49233 | 0 | 0 | 0 | 0 | 1.6972 | 8.2405 | 18.02% | 2.7324 | 4407.9299 | 3887.3628 | 3317.0161 | 3512.1347 | 463806% | 6574.9497 | 100% | 3410.9004 | 3747.5189 | 0 | 3249.2955 | 448572% | 5417.4321 | 77.48% | 7818.8302 | 3698.522 | 3684.06 | 2034 | 3568.398 | 3651.29 | 3684.06 | 1018.984 | 1116.96 | 1205.596 |  |  |  | 1018.512 | 1116.96 | 1206.808 | 3509.657 | 3646.455 | 3697.077 | 1015.276 | 1104.42 | 1193.328
2035 | 16.3133 | 16.3151 | 10.5911 | 13.1337 | 19.5919 | 22.2005 | 16.3133 | 15.7802 | 14.2101 | 14.8842 | 17.6658 | 19.2516 | 5.055 | 4.967 | 5.055 | 4.6974 | 4.9351 | 5.055 | 5.055 | 10.0332 | 9.8276 | 5.0057 | 7.026 | 12.7793 | 15.7648 | 18.6699 | 20.1146 | 11.5903 | 14.6874 | 23.094 | 23.7957 | 0.50909 | 0.4 | 0 | 0 | 3641.3964 | 3657 | 3577 | 3610 | 3679 | 3684 | 0.48064 | 0.5886 | 0.56786 | 0.58561 | 0.5886 | 0.5886 | 9.5229 | 8.23 | 8.23 | 8.23 | 9.4447 | 13.1654 | 9.5816 | 9.1848 | 8.23 | 8.2891 | 10.4865 | 11.8876 | 16.0043 | 14.1446 | 7.333 | 10.1601 | 22.3849 | 26.0728 | 0.34545 | 0.27273 | 0 | 0.10909 | 1114.8559 | 1106 | 1016 | 1058.5 | 1181 | 1207 | 0.65907 | 0.59679 | 0.39133 | 0.48825 | 0.8662 | 0.97061 | 9.7209 | 9.2596 | 8.7246 | 9.0065 | 9.7078 | 10.6725 | #DIV/0! | #DIV/0! | #DIV/0! | 0.38211 | 0.5 | 0 | 0.29221 | 0.5 | 0.5 | 83.78% | 0.45607 | 0.28534 | 0.12169 | 0 | 0 | 0.46313 | 0.77538 | 51.35% | 0.55566 | 0.087977 | 0 | 0 | 0 | 0.11991 | 0.35759 | 0.74581 | 33.33% | 0.26393 | 0.54209 | 0.62169 | 0 | 0 | 0.96313 | 1.2754 | 1.9038 | 51.35% | 1.0557 | 0.48506 | 0 | 0 | 0 | 0 | 1.3402 | 8.21 | 18.02% | 2.6921 | 4398.585 | 3879.8582 | 3320.7684 | 3519.6393 | 462896% | 6446.8671 | 100% | 3379.8875 | 3754.0638 | 0 | 3257.3776 | 448601% | 5288.1838 | 76.58% | 7778.4724 | 3699.296 | 3684.06 | 2035 | 3566.946 | 3649.81 | 3684.06 | 1018.798 | 1115.93 | 1207.446 |  |  |  | 1018.414 | 1115.93 | 1208.638 | 3511.308 | 3646.48 | 3697.159 | 1015.552 | 1103.635 | 1194.241
2036 | 16.3133 | 16.3151 | 10.5911 | 13.1337 | 19.5919 | 22.2005 | 16.3133 | 15.7802 | 14.2101 | 14.8842 | 17.6658 | 19.2516 | 5.07 | 4.982 | 5.07 | 4.7124 | 4.9501 | 5.07 | 5.07 | 10.0182 | 9.8126 | 4.9907 | 7.011 | 12.7643 | 15.7498 | 18.7001 | 20.015 | 11.5214 | 14.6137 | 23.2728 | 23.7956 | 0.51818 | 0.4 | 0 | 0 | 3641.7027 | 3657 | 3576 | 3609.5 | 3680 | 3684 | 0.4811 | 0.5886 | 0.53866 | 0.57669 | 0.5886 | 0.5886 | 9.5042 | 8.23 | 8.23 | 8.23 | 9.3991 | 13.1265 | 9.5705 | 9.171 | 8.23 | 8.2798 | 10.4993 | 11.8821 | 15.9932 | 13.7843 | 7.3384 | 10.531 | 22.2925 | 26.0653 | 0.34545 | 0.28182 | 0 | 0.10909 | 1114.8288 | 1102 | 1016 | 1063.5 | 1180 | 1207 | 0.6591 | 0.59679 | 0.38927 | 0.4845 | 0.86406 | 0.97061 | 9.7177 | 9.2596 | 8.7188 | 9.0369 | 9.6579 | 10.9537 | #DIV/0! | #DIV/0! | #DIV/0! | 0.38674 | 0.5 | 0 | 0.34213 | 0.5 | 0.5 | 84.68% | 0.45669 | 0.28661 | 0.12169 | 0 | 0 | 0.45182 | 0.78117 | 51.35% | 0.55814 | 0.087977 | 0 | 0 | 0 | 0.11991 | 0.35759 | 0.74581 | 33.33% | 0.26393 | 0.54788 | 0.62169 | 0 | 0 | 0.95182 | 1.2812 | 1.9038 | 52.25% | 1.0485 | 0.48768 | 0 | 0 | 0 | 0 | 1.6817 | 8.0605 | 18.02% | 2.7066 | 4391.7139 | 3879.8582 | 3320.7684 | 3527.1439 | 461735% | 6456.0165 | 100% | 3407.6093 | 3720.842 | 0 | 3233.9368 | 448153% | 5358.0974 | 77.48% | 7799.3232 | 3698.328 | 3684.05 | 2036 | 3566.892 | 3651.24 | 3684.05 | 1016.986 | 1109.71 | 1206.26 |  |  |  | 1016.558 | 1109.71 | 1206.48 | 3511.163 | 3645.72 | 3698.075 | 1015.271 | 1102.81 | 1194.632
2037 | 16.3133 | 16.3151 | 10.5911 | 13.1337 | 19.5919 | 22.2005 | 16.3133 | 15.7802 | 14.2101 | 14.8842 | 17.6658 | 19.2516 | 5.085 | 4.997 | 5.085 | 4.7274 | 4.9651 | 5.085 | 5.085 | 10.0032 | 9.7976 | 4.9757 | 6.996 | 12.7493 | 15.7348 | 18.7299 | 19.9661 | 11.6134 | 14.542 | 23.4594 | 23.7955 | 0.5 | 0.4 | 0 | 0 | 3641.9189 | 3656 | 3577 | 3608.5 | 3682 | 3684 | 0.48194 | 0.5886 | 0.50297 | 0.55764 | 0.5886 | 0.5886 | 9.4888 | 8.23 | 8.23 | 8.23 | 9.3536 | 13.0903 | 9.5582 | 9.15 | 8.23 | 8.2723 | 10.4726 | 11.8781 | 15.9643 | 13.8445 | 7.3383 | 10.2285 | 22.1788 | 26.0577 | 0.34545 | 0.27273 | 0 | 0.10909 | 1114.5946 | 1103 | 1016 | 1059 | 1179.5 | 1207 | 0.65864 | 0.58664 | 0.38927 | 0.49643 | 0.85977 | 0.97061 | 9.7209 | 9.2596 | 8.7432 | 9.0482 | 9.6579 | 10.8682 | #DIV/0! | #DIV/0! | #DIV/0! | 0.38686 | 0.5 | 0 | 0.34213 | 0.5 | 0.5 | 84.68% | 0.45683 | 0.28091 | 0.12169 | 0 | 0 | 0.45009 | 0.75677 | 51.35% | 0.54703 | 0.087977 | 0 | 0 | 0 | 0.11991 | 0.35759 | 0.74581 | 33.33% | 0.26393 | 0.54217 | 0.62169 | 0 | 0 | 0.95009 | 1.2568 | 1.9038 | 52.25% | 1.0376 | 0.48516 | 0 | 0 | 0 | 0 | 1.6613 | 8.176 | 18.02% | 2.6926 | 4386.6848 | 3891.1151 | 3320.7684 | 3530.8961 | 460781% | 6463.5987 | 100% | 3405.4126 | 3702.2192 | 0 | 3227.8761 | 448398% | 5315.2295 | 77.48% | 7792.0974 | 3698.852 | 3684.05 | 2037 | 3568.63 | 3650.24 | 3684.05 | 1014.036 | 1110.66 | 1206.296 |  |  |  | 1013.548 | 1110.66 | 1207.968 | 3510.623 | 3645.66 | 3697.611 | 1014.793 | 1102.42 | 1194.591
2038 | 16.3133 | 16.3151 | 10.5911 | 13.1337 | 19.5919 | 22.2005 | 16.3133 | 15.7802 | 14.2101 | 14.8842 | 17.6658 | 19.2516 | 5.1 | 5.012 | 5.1 | 4.7424 | 4.9801 | 5.1 | 5.1 | 9.9882 | 9.7826 | 4.9607 | 6.981 | 12.7343 | 15.7198 | 18.7581 | 19.8694 | 11.7367 | 14.469 | 23.6059 | 23.7957 | 0.5 | 0.4 | 0 | 0 | 3642.0631 | 3656 | 3578 | 3608 | 3682.5 | 3684 | 0.48257 | 0.58261 | 0.42177 | 0.52374 | 0.5886 | 0.5886 | 9.475 | 8.23 | 8.23 | 8.23 | 9.3077 | 13.0723 | 9.5453 | 9.1289 | 8.23 | 8.2718 | 10.4596 | 11.8798 | 15.9234 | 13.8688 | 7.3422 | 10.1526 | 22.0782 | 26.0501 | 0.34545 | 0.26364 | 0 | 0.10909 | 1114.2072 | 1103 | 1016 | 1058 | 1178.5 | 1207 | 0.65782 | 0.58917 | 0.38927 | 0.48584 | 0.85757 | 0.97061 | 9.7203 | 9.2596 | 8.7246 | 9.0369 | 9.6055 | 11.0689 | #DIV/0! | #DIV/0! | #DIV/0! | 0.3894 | 0.5 | 0 | 0.39452 | 0.5 | 0.5 | 84.68% | 0.45982 | 0.28274 | 0.12169 | 0 | 0 | 0.45182 | 0.77538 | 51.35% | 0.55059 | 0.087977 | 0 | 0 | 0 | 0.11991 | 0.35759 | 0.74581 | 33.33% | 0.26393 | 0.54797 | 0.62169 | 0 | 0 | 0.95182 | 1.2754 | 1.9038 | 53.15% | 1.0309 | 0.48813 | 0 | 0 | 0 | 0 | 1.6663 | 8.1576 | 17.12% | 2.8517 | 4381.8083 | 3883.6105 | 3317.0161 | 3525.2677 | 454045% | 6466.6379 | 100% | 3432.0583 | 3688.8015 | 0 | 3249.8542 | 447292% | 5423.2337 | 78.38% | 7813.8666 | 3698.704 | 3684.05 | 2038 | 3568.34 | 3650.1 | 3684.05 | 1015.822 | 1109.78 | 1206.73 |  |  |  | 1015.546 | 1109.78 | 1206.79 | 3512.257 | 3646.21 | 3697.672 | 1014.306 | 1101.965 | 1194.409
2039 | 16.3133 | 16.3151 | 10.5911 | 13.1337 | 19.5919 | 22.2005 | 16.3133 | 15.7802 | 14.2101 | 14.8842 | 17.6658 | 19.2516 | 5.115 | 5.027 | 5.115 | 4.7574 | 4.9951 | 5.115 | 5.115 | 9.9732 | 9.7676 | 4.9457 | 6.966 | 12.7193 | 15.7048 | 18.7704 | 19.7751 | 11.8044 | 14.4169 | 23.7361 | 23.7979 | 0.49091 | 0.4 | 0 | 0 | 3642.036 | 3655 | 3579 | 3607.5 | 3683 | 3684 | 0.48304 | 0.5737 | 0.4152 | 0.46477 | 0.5886 | 0.5886 | 9.4767 | 8.23 | 8.23 | 8.23 | 9.2471 | 13.1591 | 9.5316 | 9.0971 | 8.23 | 8.2562 | 10.4484 | 11.8793 | 15.8951 | 13.9398 | 7.333 | 9.946 | 21.9566 | 26.0426 | 0.34545 | 0.25455 | 0 | 0.10909 | 1113.973 | 1104 | 1016 | 1056 | 1177.5 | 1207 | 0.65639 | 0.58917 | 0.38927 | 0.48334 | 0.85317 | 0.97061 | 9.7104 | 9.2466 | 8.7246 | 9.0276 | 9.6055 | 10.9574 | #DIV/0! | #DIV/0! | #DIV/0! | 0.3903 | 0.5 | 0 | 0.39452 | 0.5 | 0.5 | 84.68% | 0.46088 | 0.28744 | 0.12227 | 0 | 0 | 0.46286 | 0.77538 | 52.25% | 0.55011 | 0.087977 | 0 | 0 | 0 | 0.11991 | 0.35759 | 0.74581 | 33.33% | 0.26393 | 0.55747 | 0.62227 | 0 | 0 | 0.96286 | 1.2754 | 1.9038 | 54.05% | 1.0313 | 0.48376 | 0 | 0 | 0 | 0 | 1.6586 | 8.1537 | 17.12% | 2.8262 | 4383.423 | 3887.3628 | 3313.2639 | 3519.6393 | 455959% | 6521.5401 | 100% | 3424.7192 | 3679.0794 | 0 | 3268.4288 | 448398% | 5359.926 | 78.38% | 7808.1422 | 3698.626 | 3684.05 | 2039 | 3565.11 | 3649.21 | 3684.05 | 1014.234 | 1110.02 | 1206.358 |  |  |  | 1014.182 | 1110.02 | 1206.754 | 3511.853 | 3645.61 | 3698.226 | 1013.903 | 1101.115 | 1194.496
2040 | 16.3133 | 16.3151 | 10.5911 | 13.1337 | 19.5919 | 22.2005 | 16.3133 | 15.7802 | 14.2101 | 14.8842 | 17.6658 | 19.2516 | 5.13 | 5.042 | 5.13 | 4.7724 | 5.0101 | 5.13 | 5.13 | 9.9582 | 9.7526 | 4.9307 | 6.951 | 12.7043 | 15.6898 | 18.7632 | 19.6826 | 11.726 | 14.3733 | 23.741 | 23.7993 | 0.49091 | 0.40909 | 0 | 0 | 3641.9369 | 3654 | 3578 | 3606.5 | 3683.5 | 3684 | 0.48312 | 0.5445 | 0.4152 | 0.42537 | 0.5886 | 0.5886 | 9.4829 | 8.23 | 8.23 | 8.23 | 9.3523 | 13.2351 | 9.5205 | 9.0565 | 8.23 | 8.2379 | 10.4371 | 11.8793 | 15.8624 | 14.1573 | 7.3358 | 9.9734 | 21.8781 | 26.035 | 0.33636 | 0.24545 | 0 | 0.10909 | 1113.7477 | 1106 | 1016 | 1056 | 1177 | 1207 | 0.65546 | 0.59171 | 0.38927 | 0.47834 | 0.84877 | 0.97061 | 9.722 | 9.2596 | 8.7432 | 9.0482 | 9.6055 | 11.001 | #DIV/0! | #DIV/0! | #DIV/0! | 0.38993 | 0.5 | 0 | 0.39452 | 0.5 | 0.5 | 84.68% | 0.46045 | 0.27895 | 0.12169 | 0 | 0 | 0.45009 | 0.75677 | 51.35% | 0.54321 | 0.087977 | 0 | 0 | 0 | 0.11991 | 0.35759 | 0.74581 | 33.33% | 0.26393 | 0.54394 | 0.62169 | 0 | 0 | 0.95009 | 1.2568 | 1.9038 | 53.15% | 1.0233 | 0.48705 | 0 | 0 | 0 | 0 | 1.6508 | 8.1397 | 17.12% | 2.8454 | 4386.123 | 3894.8674 | 3305.7593 | 3529.02 | 462971% | 6565.2679 | 100% | 3425.8584 | 3679.0794 | 0 | 3264.1619 | 446646% | 5420.928 | 78.38% | 7811.9814 | 3698.466 | 3684.04 | 2040 | 3564.07 | 3650.21 | 3684.04 | 1014.022 | 1108.29 | 1205.474 |  |  |  | 1013.546 | 1108.29 | 1206.522 | 3511.533 | 3644.065 | 3698.097 | 1011.754 | 1102.005 | 1193.87
2041 | 16.3133 | 16.3151 | 10.5911 | 13.1337 | 19.5919 | 22.2005 | 16.3133 | 15.7802 | 14.2101 | 14.8842 | 17.6658 | 19.2516 | 5.145 | 5.057 | 5.145 | 4.7874 | 5.0251 | 5.145 | 5.145 | 9.9432 | 9.7376 | 4.9157 | 6.936 | 12.6893 | 15.6748 | 18.7389 | 19.7515 | 11.6819 | 14.3181 | 23.7457 | 23.7999 | 0.5 | 0.40909 | 0 | 0 | 3641.6847 | 3655 | 3578 | 3606.5 | 3683.5 | 3684 | 0.48302 | 0.50297 | 0.41729 | 0.42417 | 0.57969 | 0.5886 | 9.4865 | 8.23 | 8.23 | 8.23 | 9.3684 | 13.3293 | 9.5105 | 9.0176 | 8.23 | 8.23 | 10.4259 | 11.8793 | 15.8606 | 14.4932 | 7.333 | 10.505 | 21.8017 | 26.0274 | 0.30909 | 0.24545 | 0 | 0.10909 | 1113.8018 | 1110 | 1016 | 1063 | 1176.5 | 1207 | 0.65452 | 0.59679 | 0.38927 | 0.47815 | 0.84657 | 0.97061 | 9.6952 | 9.2466 | 8.7294 | 9.0065 | 9.5897 | 10.9709 | #DIV/0! | #DIV/0! | #DIV/0! | 0.3969 | 0.5 | 0 | 0.41025 | 0.5 | 0.5 | 84.68% | 0.46868 | 0.29503 | 0.16757 | 0 | 0 | 0.47245 | 0.7706 | 54.95% | 0.53685 | 0.087977 | 0 | 0 | 0 | 0.11991 | 0.35759 | 0.74581 | 33.33% | 0.26393 | 0.57798 | 0.66757 | 0 | 0 | 0.97245 | 1.2706 | 1.9038 | 56.76% | 1.0183 | 0.47996 | 0 | 0 | 0 | 0 | 1.6431 | 8.1378 | 17.12% | 2.8039 | 4386.6287 | 3887.3628 | 3294.5024 | 3527.1439 | 463873% | 6561.5374 | 100% | 3356.7332 | 3659.7008 | 0 | 3267.0013 | 446139% | 5368.572 | 76.58% | 7743.3619 | 3698.472 | 3684.04 | 2041 | 3564.85 | 3651.11 | 3684.04 | 1012.988 | 1107.42 | 1204.538 |  |  |  | 1012.984 | 1107.42 | 1205.734 | 3510.774 | 3644.955 | 3698.257 | 1012.676 | 1099.245 | 1193.171
2042 | 16.3133 | 16.3151 | 10.5911 | 13.1337 | 19.5919 | 22.2005 | 16.3133 | 15.7802 | 14.2101 | 14.8842 | 17.6658 | 19.2516 | 5.16 | 5.072 | 5.16 | 4.8024 | 5.0401 | 5.16 | 5.16 | 9.9282 | 9.7226 | 4.9007 | 6.921 | 12.6743 | 15.6598 | 18.7008 | 19.7731 | 11.681 | 14.24 | 23.7463 | 23.7999 | 0.48182 | 0.4 | 0 | 0 | 3641.3423 | 3655 | 3578 | 3605.5 | 3683.5 | 3684 | 0.48251 | 0.50297 | 0.41729 | 0.42537 | 0.55618 | 0.5886 | 9.4871 | 8.23 | 8.23 | 8.23 | 9.342 | 13.3149 | 9.5029 | 8.9985 | 8.23 | 8.23 | 10.4022 | 11.8776 | 15.8607 | 14.4958 | 7.3288 | 10.6696 | 21.7265 | 26.0198 | 0.30909 | 0.24545 | 0 | 0.10909 | 1113.9009 | 1110 | 1016 | 1065 | 1176 | 1207 | 0.65429 | 0.60694 | 0.38927 | 0.49527 | 0.84437 | 0.97061 | 9.6939 | 9.2466 | 8.7294 | 8.9706 | 9.6025 | 10.9384 | #DIV/0! | #DIV/0! | #DIV/0! | 0.3944 | 0.5 | 0 | 0.39747 | 0.5 | 0.5 | 85.59% | 0.46082 | 0.29679 | 0.16757 | 0 | 0 | 0.49416 | 0.7706 | 54.05% | 0.54907 | 0.087977 | 0 | 0 | 0 | 0.11991 | 0.35759 | 0.74581 | 33.33% | 0.26393 | 0.5751 | 0.66757 | 0 | 0 | 0.99416 | 1.2706 | 1.9038 | 55.86% | 1.0296 | 0.47686 | 0 | 0 | 0 | 0 | 1.6354 | 8.1156 | 17.12% | 2.7858 | 4384.7254 | 3883.6105 | 3298.2547 | 3523.3916 | 462562% | 6563.1628 | 100% | 3442.296 | 3659.7008 | 0 | 3263.8663 | 445716% | 5384.4676 | 79.28% | 7827.0214 | 3699.02 | 3684.03 | 2042 | 3565.868 | 3649.72 | 3684.03 | 1014.022 | 1107.88 | 1205.116 |  |  |  | 1013.506 | 1107.88 | 1205.328 | 3509.163 | 3645.19 | 3698.441 | 1012.707 | 1098.68 | 1191.401
2043 | 16.3133 | 16.3151 | 10.5911 | 13.1337 | 19.5919 | 22.2005 | 16.3133 | 15.7802 | 14.2101 | 14.8842 | 17.6658 | 19.2516 | 5.175 | 5.087 | 5.175 | 4.8174 | 5.0551 | 5.175 | 5.175 | 9.9132 | 9.7076 | 4.8857 | 6.906 | 12.6593 | 15.6448 | 18.6573 | 19.6571 | 11.573 | 14.1702 | 23.7447 | 23.7999 | 0.48182 | 0.39091 | 0 | 0 | 3640.9009 | 3654 | 3576 | 3605 | 3683.5 | 3684 | 0.48179 | 0.46738 | 0.40059 | 0.41849 | 0.52355 | 0.57078 | 9.4786 | 8.23 | 8.23 | 8.23 | 9.3149 | 13.3 | 9.4948 | 9.0557 | 8.23 | 8.23 | 10.3473 | 11.8744 | 15.8689 | 14.3778 | 7.333 | 10.705 | 21.6514 | 26.0123 | 0.30909 | 0.24545 | 0 | 0.10909 | 1114.1261 | 1109 | 1016 | 1065.5 | 1175.5 | 1207 | 0.65427 | 0.60694 | 0.38927 | 0.49989 | 0.84217 | 0.97061 | 9.6773 | 9.2184 | 8.7294 | 8.9706 | 9.5922 | 10.9044 | #DIV/0! | #DIV/0! | #DIV/0! | 0.40048 | 0.5 | 0 | 0.40783 | 0.5 | 0.5 | 85.59% | 0.46793 | 0.30299 | 0.19752 | 0 | 0 | 0.4935 | 0.7706 | 55.86% | 0.54246 | 0.087977 | 0 | 0 | 0 | 0.11991 | 0.35759 | 0.74581 | 33.33% | 0.26393 | 0.59018 | 0.69752 | 0 | 0 | 0.9935 | 1.2706 | 1.9038 | 57.66% | 1.0236 | 0.47022 | 0 | 0 | 0 | 0 | 1.6273 | 8.1052 | 15.32% | 3.0703 | 4377.5707 | 3876.106 | 3294.5024 | 3515.887 | 461225% | 6546.9792 | 100% | 3464.8991 | 3651.8136 | 0 | 3302.2933 | 445294% | 5331.5086 | 80.18% | 7842.4698 | 3699.366 | 3684.03 | 2043 | 3565.966 | 3650.25 | 3684.03 | 1014.058 | 1106.6 | 1205.108 |  |  |  | 1013.614 | 1106.6 | 1205.504 | 3507.894 | 3645.11 | 3698.578 | 1014.331 | 1098.59 | 1192.185
2044 | 16.3133 | 16.3151 | 10.5911 | 13.1337 | 19.5919 | 22.2005 | 16.3133 | 15.7802 | 14.2101 | 14.8842 | 17.6658 | 19.2516 | 5.19 | 5.102 | 5.19 | 4.8324 | 5.0701 | 5.19 | 5.19 | 9.8982 | 9.6926 | 4.8707 | 6.891 | 12.6443 | 15.6298 | 18.6113 | 19.5798 | 11.4108 | 14.1056 | 23.7432 | 23.7999 | 0.48182 | 0.39091 | 0 | 0 | 3640.4505 | 3653 | 3574 | 3604.5 | 3683.5 | 3684 | 0.48082 | 0.46992 | 0.39851 | 0.41744 | 0.5017 | 0.54158 | 9.4674 | 8.23 | 8.23 | 8.23 | 9.2876 | 13.285 | 9.487 | 9.0975 | 8.23 | 8.23 | 10.3222 | 11.8682 | 15.8696 | 14.5441 | 7.3307 | 10.6999 | 21.574 | 26.0047 | 0.30909 | 0.24545 | 0 | 0.10909 | 1114.2072 | 1111 | 1016 | 1065.5 | 1175 | 1207 | 0.65464 | 0.60441 | 0.38927 | 0.50105 | 0.83997 | 0.97061 | 9.6733 | 9.2184 | 8.7294 | 8.9706 | 9.579 | 10.6182 | #DIV/0! | #DIV/0! | #DIV/0! | 0.40094 | 0.5 | 0 | 0.42098 | 0.5 | 0.5 | 85.59% | 0.46846 | 0.30195 | 0.19752 | 0 | 0 | 0.4935 | 0.7706 | 55.86% | 0.54058 | 0.087977 | 0 | 0 | 0 | 0.11991 | 0.35759 | 0.74581 | 33.33% | 0.26393 | 0.58959 | 0.69752 | 0 | 0 | 0.9935 | 1.2706 | 1.9038 | 57.66% | 1.0226 | 0.46561 | 0 | 0 | 0 | 0 | 1.4113 | 8.0849 | 15.32% | 3.0401 | 4368.6479 | 3868.6014 | 3286.9979 | 3506.5063 | 459873% | 6539.5531 | 100% | 3434.5022 | 3658.7397 | 0 | 3314.2876 | 444872% | 5253.8917 | 79.28% | 7803.1501 | 3699.38 | 3684.042 | 2044 | 3561.406 | 3650.3 | 3684.042 | 1012.944 | 1105.59 | 1207.126 |  |  |  | 1012.932 | 1105.59 | 1207.998 | 3506.369 | 3644.515 | 3698.685 | 1013.258 | 1097.915 | 1190.49
2045 | 16.3133 | 16.3151 | 10.5911 | 13.1337 | 19.5919 | 22.2005 | 16.3133 | 15.7802 | 14.2101 | 14.8842 | 17.6658 | 19.2516 | 5.205 | 5.117 | 5.205 | 4.8474 | 5.0851 | 5.205 | 5.205 | 9.8832 | 9.6776 | 4.8557 | 6.876 | 12.6293 | 15.6148 | 18.5617 | 19.4487 | 11.2305 | 14.0358 | 23.7417 | 23.7999 | 0.48182 | 0.39091 | 0 | 0 | 3639.955 | 3652 | 3572 | 3603.5 | 3683.5 | 3684 | 0.47984 | 0.46738 | 0.39642 | 0.41624 | 0.52082 | 0.57078 | 9.4572 | 8.23 | 8.23 | 8.23 | 9.2607 | 13.2625 | 9.4804 | 9.1019 | 8.23 | 8.23 | 10.3054 | 11.8661 | 15.8757 | 14.4788 | 7.333 | 10.6673 | 21.4964 | 25.9971 | 0.31818 | 0.24545 | 0 | 0.1 | 1114.2883 | 1110 | 1016 | 1065.5 | 1174.5 | 1207 | 0.6547 | 0.60948 | 0.38927 | 0.50105 | 0.83777 | 0.97061 | 9.6576 | 9.1888 | 8.7432 | 8.9706 | 9.5678 | 10.5975 | #DIV/0! | #DIV/0! | #DIV/0! | 0.40258 | 0.5 | 0 | 0.43218 | 0.5 | 0.5 | 85.59% | 0.47039 | 0.31017 | 0.24042 | 0 | 0 | 0.50113 | 0.75677 | 58.56% | 0.52968 | 0.087977 | 0 | 0 | 0 | 0.11991 | 0.35759 | 0.74581 | 33.33% | 0.26393 | 0.60747 | 0.74042 | 0 | 0 | 1.0011 | 1.2568 | 1.9038 | 59.46% | 1.0217 | 0.46008 | 0 | 0 | 0 | 0 | 1.1379 | 8.0288 | 15.32% | 3.0041 | 4360.0837 | 3857.3446 | 3279.4933 | 3500.8779 | 458540% | 6532.1069 | 100% | 3455.1632 | 3667.5881 | 0 | 3313.8319 | 444450% | 5250.0522 | 80.18% | 7815.2469 | 3698.8 | 3684.02 | 2045 | 3563.502 | 3649.24 | 3684.02 | 1014.008 | 1104.41 | 1204.26 |  |  |  | 1013.464 | 1104.41 | 1204.7 | 3505.793 | 3644.67 | 3698.777 | 1013.887 | 1097.24 | 1191.575
2046 | 16.3133 | 16.3151 | 10.5911 | 13.1337 | 19.5919 | 22.2005 | 16.3133 | 15.7802 | 14.2101 | 14.8842 | 17.6658 | 19.2516 | 5.22 | 5.132 | 5.22 | 4.8624 | 5.1001 | 5.22 | 5.22 | 9.8682 | 9.6626 | 4.8407 | 6.861 | 12.6143 | 15.5998 | 18.5084 | 19.2881 | 11.0504 | 13.983 | 23.7368 | 23.7999 | 0.47273 | 0.39091 | 0 | 0 | 3639.4414 | 3651 | 3570 | 3603 | 3683 | 3684 | 0.47873 | 0.46498 | 0.39642 | 0.4152 | 0.51955 | 0.5737 | 9.4474 | 8.23 | 8.23 | 8.23 | 9.2353 | 13.2235 | 9.4748 | 9.0762 | 8.23 | 8.23 | 10.2891 | 11.8633 | 15.8736 | 14.3898 | 7.333 | 10.6022 | 21.457 | 25.9893 | 0.31818 | 0.24545 | 0 | 0.1 | 1114.2703 | 1109 | 1016 | 1064.5 | 1174 | 1207 | 0.65484 | 0.60694 | 0.38927 | 0.50105 | 0.83557 | 0.97061 | 9.6559 | 9.1888 | 8.7432 | 8.9706 | 9.579 | 10.5895 | #DIV/0! | #DIV/0! | #DIV/0! | 0.40076 | 0.5 | 0 | 0.42098 | 0.5 | 0.5 | 85.59% | 0.46826 | 0.30853 | 0.23668 | 0 | 0 | 0.50113 | 0.75677 | 57.66% | 0.53511 | 0.087977 | 0 | 0 | 0 | 0.11991 | 0.35759 | 0.74581 | 33.33% | 0.26393 | 0.60132 | 0.73668 | 0 | 0 | 1.0011 | 1.2568 | 1.9038 | 58.56% | 1.0269 | 0.45495 | 0 | 0 | 0 | 0 | 1.1839 | 7.7432 | 15.32% | 2.9705 | 4351.3478 | 3849.84 | 3275.741 | 3491.4972 | 457079% | 6524.6764 | 100% | 3482.9116 | 3661.1409 | 0 | 3305.6845 | 444116% | 5246.0308 | 81.08% | 7834.2594 | 3698.956 | 3684.02 | 2046 | 3560.738 | 3649.51 | 3684.02 | 1014.008 | 1104.01 | 1204.404 |  |  |  | 1013.464 | 1104.01 | 1204.652 | 3504.902 | 3644.65 | 3698.907 | 1012.643 | 1096.945 | 1191.377
2047 | 16.3133 | 16.3151 | 10.5911 | 13.1337 | 19.5919 | 22.2005 | 16.3133 | 15.7802 | 14.2101 | 14.8842 | 17.6658 | 19.2516 | 5.235 | 5.147 | 5.235 | 4.8774 | 5.1151 | 5.235 | 5.235 | 9.8532 | 9.6476 | 4.8257 | 6.846 | 12.5993 | 15.5848 | 18.452 | 19.1479 | 10.9297 | 13.8905 | 23.7283 | 23.7999 | 0.47273 | 0.39091 | 0 | 0 | 3638.9459 | 3650 | 3569 | 3602 | 3683 | 3684 | 0.47762 | 0.46258 | 0.39433 | 0.41311 | 0.53579 | 0.57961 | 9.4369 | 8.23 | 8.23 | 8.23 | 9.2123 | 13.1811 | 9.4696 | 9.0576 | 8.23 | 8.23 | 10.2727 | 11.8607 | 15.8694 | 14.6208 | 7.333 | 10.7453 | 21.4288 | 25.9765 | 0.31818 | 0.23636 | 0 | 0.1 | 1114.2793 | 1111 | 1016 | 1066 | 1173.5 | 1206 | 0.6546 | 0.60441 | 0.38927 | 0.49874 | 0.83337 | 0.97061 | 9.6479 | 9.1748 | 8.7294 | 8.9431 | 9.579 | 10.5793 | #DIV/0! | #DIV/0! | #DIV/0! | 0.39988 | 0.5 | 0 | 0.42098 | 0.5 | 0.5 | 85.59% | 0.46723 | 0.31625 | 0.24357 | 0 | 0 | 0.52941 | 0.7706 | 58.56% | 0.54006 | 0.087977 | 0 | 0 | 0 | 0.11991 | 0.35759 | 0.74581 | 33.33% | 0.26393 | 0.61355 | 0.74357 | 0 | 0 | 1.0294 | 1.2706 | 1.9038 | 59.46% | 1.0319 | 0.45217 | 0 | 0 | 0 | 0 | 1.0754 | 7.7713 | 16.22% | 2.7884 | 4342.3918 | 3834.8309 | 3275.741 | 3478.3642 | 455940% | 6517.2447 | 100% | 3478.6904 | 3649.892 | 0 | 3313.3645 | 443478% | 5240.8006 | 81.08% | 7821.0822 | 3699.4 | 3684.022 | 2047 | 3563.958 | 3647.76 | 3684.022 | 1014.664 | 1102.65 | 1205.946 |  |  |  | 1014.472 | 1102.65 | 1205.958 | 3504.542 | 3643.93 | 3699.145 | 1012.258 | 1097.16 | 1190.554
2048 | 16.3133 | 16.3151 | 10.5911 | 13.1337 | 19.5919 | 22.2005 | 16.3133 | 15.7802 | 14.2101 | 14.8842 | 17.6658 | 19.2516 | 5.25 | 5.162 | 5.25 | 4.8924 | 5.1301 | 5.25 | 5.25 | 9.8382 | 9.6326 | 4.8107 | 6.831 | 12.5843 | 15.5698 | 18.3924 | 19.115 | 10.9595 | 13.774 | 23.7203 | 23.7999 | 0.46364 | 0.39091 | 0 | 0 | 3638.3243 | 3650 | 3569 | 3601 | 3683 | 3684 | 0.47655 | 0.475 | 0.39224 | 0.41207 | 0.57665 | 0.58561 | 9.4264 | 8.23 | 8.23 | 8.23 | 9.1914 | 13.1383 | 9.4647 | 9.0381 | 8.23 | 8.23 | 10.2764 | 11.8607 | 15.8611 | 14.4233 | 7.3358 | 10.7146 | 21.3505 | 25.9568 | 0.31818 | 0.23636 | 0 | 0.1 | 1114.1892 | 1109 | 1016 | 1066 | 1173 | 1206 | 0.65458 | 0.60948 | 0.38927 | 0.5022 | 0.83117 | 0.96649 | 9.6416 | 9.1748 | 8.7294 | 8.9706 | 9.5678 | 10.5722 | #DIV/0! | #DIV/0! | #DIV/0! | 0.40312 | 0.5 | 0 | 0.43218 | 0.5 | 0.5 | 85.59% | 0.47101 | 0.31595 | 0.24357 | 0 | 0 | 0.50113 | 0.7706 | 59.46% | 0.53137 | 0.087977 | 0 | 0 | 0 | 0.11991 | 0.35759 | 0.74581 | 33.33% | 0.26393 | 0.61775 | 0.74357 | 0 | 0 | 1.0011 | 1.2706 | 1.9038 | 60.36% | 1.0234 | 0.44906 | 0 | 0 | 0 | 0 | 1.1878 | 7.6499 | 16.22% | 2.7692 | 4333.0123 | 3823.574 | 3275.741 | 3468.9835 | 454906% | 6509.7981 | 100% | 3473.8902 | 3655.2899 | 0 | 3318.4581 | 443053% | 5237.2279 | 81.08% | 7806.9025 | 3699.06 | 3684.022 | 2048 | 3562.166 | 3649.09 | 3684.022 | 1014.014 | 1103.03 | 1202.91 |  |  |  | 1013.482 | 1103.03 | 1203.77 | 3502.945 | 3643.77 | 3698.969 | 1012.13 | 1095.685 | 1191.332
2049 | 16.3133 | 16.3151 | 10.5911 | 13.1337 | 19.5919 | 22.2005 | 16.3133 | 15.7802 | 14.2101 | 14.8842 | 17.6658 | 19.2516 | 5.265 | 5.177 | 5.265 | 4.9074 | 5.1451 | 5.265 | 5.265 | 9.8232 | 9.6176 | 4.7957 | 6.816 | 12.5693 | 15.5548 | 18.3301 | 19.0874 | 10.9093 | 13.6586 | 23.7123 | 23.7999 | 0.46364 | 0.37273 | 0 | 0 | 3637.6937 | 3649 | 3568 | 3600 | 3683 | 3684 | 0.47522 | 0.4928 | 0.40685 | 0.43649 | 0.57516 | 0.58561 | 9.4156 | 8.23 | 8.23 | 8.23 | 9.166 | 13.1083 | 9.4586 | 9.0243 | 8.23 | 8.23 | 10.3005 | 11.8455 | 15.8378 | 14.3686 | 7.3358 | 10.5834 | 21.2749 | 25.9371 | 0.31818 | 0.23636 | 0 | 0.1 | 1114.036 | 1109 | 1016 | 1064 | 1172.5 | 1206 | 0.65426 | 0.60441 | 0.38927 | 0.5022 | 0.82897 | 0.96649 | 9.6465 | 9.1748 | 8.7294 | 8.9706 | 9.579 | 10.5636 | #DIV/0! | #DIV/0! | #DIV/0! | 0.39832 | 0.5 | 0 | 0.42098 | 0.5 | 0.5 | 85.59% | 0.46541 | 0.31337 | 0.24357 | 0 | 0 | 0.50113 | 0.7706 | 58.56% | 0.53514 | 0.087977 | 0 | 0 | 0 | 0.11991 | 0.35759 | 0.74581 | 33.33% | 0.26393 | 0.61066 | 0.74357 | 0 | 0 | 1.0011 | 1.2706 | 1.9038 | 59.46% | 1.027 | 0.44789 | 0 | 0 | 0 | 0 | 1.2702 | 7.7459 | 16.22% | 2.762 | 4322.9915 | 3819.8217 | 3264.4842 | 3461.4789 | 453649% | 6502.3491 | 100% | 3502.8414 | 3658.7397 | 0 | 3321.6039 | 442628% | 5232.8536 | 81.98% | 7825.8329 | 3699.372 | 3684.002 | 2049 | 3560.132 | 3648.4 | 3684.002 | 1014.616 | 1103.54 | 1202.828 |  |  |  | 1014.448 | 1103.54 | 1203.964 | 3501.644 | 3643.235 | 3698.965 | 1011.805 | 1097.655 | 1190.316
2050 | 16.3133 | 16.3151 | 10.5911 | 13.1337 | 19.5919 | 22.2005 | 16.3133 | 15.7802 | 14.2101 | 14.8842 | 17.6658 | 19.2516 | 5.28 | 5.192 | 5.28 | 4.9224 | 5.1601 | 5.28 | 5.28 | 9.8082 | 9.6026 | 4.7807 | 6.801 | 12.5543 | 15.5398 | 18.266 | 18.9993 | 10.7893 | 13.5477 | 23.7041 | 23.7999 | 0.46364 | 0.37273 | 0 | 0 | 3637.0631 | 3649 | 3567 | 3598.5 | 3683 | 3684 | 0.47384 | 0.53866 | 0.41311 | 0.46265 | 0.5737 | 0.58561 | 9.4039 | 8.23 | 8.23 | 8.23 | 9.0993 | 13.0933 | 9.4507 | 9.005 | 8.23 | 8.23 | 10.3035 | 11.8349 | 15.8204 | 14.2695 | 7.333 | 10.4553 | 21.2537 | 25.9165 | 0.30909 | 0.23636 | 0 | 0.1 | 1113.8739 | 1108 | 1016 | 1062 | 1172.5 | 1206 | 0.65376 | 0.60441 | 0.38927 | 0.49758 | 0.82677 | 0.96649 | 9.6292 | 9.1515 | 8.7294 | 8.9934 | 9.5559 | 10.5573 | #DIV/0! | #DIV/0! | #DIV/0! | 0.4048 | 0.5 | 0 | 0.44411 | 0.5 | 0.5 | 85.59% | 0.47298 | 0.32067 | 0.28164 | 0 | 0 | 0.49349 | 0.7706 | 61.26% | 0.52345 | 0.087977 | 0 | 0 | 0 | 0.11991 | 0.35759 | 0.74581 | 33.33% | 0.26393 | 0.63148 | 0.78164 | 0 | 0 | 0.99349 | 1.2706 | 1.9038 | 62.16% | 1.0159 | 0.44376 | 0 | 0 | 0 | 0 | 1.266 | 7.8154 | 15.32% | 2.8975 | 4312.4481 | 3816.0695 | 3245.7228 | 3455.8505 | 450353% | 6494.9022 | 100% | 3492.467 | 3658.0119 | 0 | 3299.8582 | 443648% | 5229.6259 | 81.98% | 7804.9151 | 3699.502 | 3684 | 2050 | 3561.34 | 3648.46 | 3684 | 1014.52 | 1101.03 | 1203.974 |  |  |  | 1014.4 | 1101.03 | 1204.162 | 3500.538 | 3642.755 | 3699.168 | 1011.926 | 1097.785 | 1189.378
2051 | 16.3133 | 16.3151 | 10.5911 | 13.1337 | 19.5919 | 22.2005 | 16.3133 | 15.7802 | 14.2101 | 14.8842 | 17.6658 | 19.2516 | 5.295 | 5.207 | 5.295 | 4.9374 | 5.1751 | 5.295 | 5.295 | 9.7932 | 9.5876 | 4.7657 | 6.786 | 12.5393 | 15.5248 | 18.2007 | 18.8955 | 10.6863 | 13.4665 | 23.6912 | 23.7999 | 0.46364 | 0.37273 | 0 | 0 | 3636.4144 | 3648 | 3566 | 3598 | 3683 | 3684 | 0.47246 | 0.56786 | 0.45538 | 0.47882 | 0.57965 | 0.58561 | 9.3917 | 8.23 | 8.23 | 8.23 | 9.0637 | 13.0783 | 9.4412 | 8.996 | 8.23 | 8.23 | 10.28 | 11.8176 | 15.8002 | 14.1244 | 7.333 | 10.3126 | 21.3262 | 25.8958 | 0.30909 | 0.23636 | 0 | 0.1 | 1113.6937 | 1106 | 1016 | 1060.5 | 1173 | 1206 | 0.6533 | 0.60187 | 0.38927 | 0.49296 | 0.82677 | 0.96649 | 9.6203 | 9.1515 | 8.7294 | 8.9706 | 9.5393 | 10.5506 | #DIV/0! | #DIV/0! | #DIV/0! | 0.40601 | 0.5 | 0 | 0.46068 | 0.5 | 0.5 | 85.59% | 0.47439 | 0.32459 | 0.28164 | 0 | 0 | 0.50113 | 0.7706 | 62.16% | 0.52216 | 0.087977 | 0 | 0 | 0 | 0.11991 | 0.35759 | 0.74581 | 33.33% | 0.26393 | 0.6399 | 0.78164 | 0 | 0 | 1.0011 | 1.2706 | 1.9038 | 63.06% | 1.0147 | 0.44116 | 0 | 0 | 0 | 0 | 1.3249 | 7.7964 | 15.32% | 2.8805 | 4301.5727 | 3812.3172 | 3234.466 | 3450.2221 | 449141% | 6487.455 | 100% | 3486.6971 | 3667.0326 | 0 | 3282.5999 | 444079% | 5226.2427 | 81.98% | 7788.2698 | 3699.698 | 3683.998 | 2051 | 3560.444 | 3648.05 | 3683.998 | 1014.512 | 1100.48 | 1203.516 |  |  |  | 1014.396 | 1100.48 | 1203.668 | 3499.472 | 3642.43 | 3699.063 | 1011.845 | 1096.675 | 1189.628
2052 | 16.3133 | 16.3151 | 10.5911 | 13.1337 | 19.5919 | 22.2005 | 16.3133 | 15.7802 | 14.2101 | 14.8842 | 17.6658 | 19.2516 | 5.31 | 5.222 | 5.31 | 4.9524 | 5.1901 | 5.31 | 5.31 | 9.7782 | 9.5726 | 4.7507 | 6.771 | 12.5243 | 15.5098 | 18.1345 | 18.8632 | 10.648 | 13.376 | 23.6801 | 23.7999 | 0.46364 | 0.37273 | 0 | 0 | 3635.7477 | 3648 | 3565 | 3596.5 | 3683 | 3684 | 0.47106 | 0.56786 | 0.45057 | 0.50036 | 0.58561 | 0.5886 | 9.3791 | 8.23 | 8.23 | 8.23 | 9.0409 | 13.0633 | 9.4304 | 8.9917 | 8.23 | 8.23 | 10.2616 | 11.7895 | 15.772 | 13.9021 | 7.3358 | 10.4511 | 21.21 | 25.8761 | 0.31818 | 0.23636 | 0 | 0.1 | 1113.4054 | 1104 | 1016 | 1062 | 1172 | 1206 | 0.65278 | 0.59679 | 0.38927 | 0.4894 | 0.82897 | 0.96649 | 9.6163 | 9.1515 | 8.7294 | 8.9706 | 9.5393 | 10.5431 | #DIV/0! | #DIV/0! | #DIV/0! | 0.40597 | 0.5 | 0 | 0.46068 | 0.5 | 0.5 | 84.68% | 0.47939 | 0.32462 | 0.28164 | 0 | 0 | 0.50113 | 0.7706 | 62.16% | 0.52221 | 0.087977 | 0 | 0 | 0 | 0.11991 | 0.35759 | 0.74581 | 33.33% | 0.26393 | 0.63993 | 0.78164 | 0 | 0 | 1.0011 | 1.2706 | 1.9038 | 63.06% | 1.0147 | 0.43726 | 0 | 0 | 0 | 0 | 1.2731 | 7.8377 | 15.32% | 2.855 | 4290.418 | 3804.8126 | 3226.9614 | 3444.5937 | 447208% | 6480.0096 | 100% | 3481.8156 | 3662.9399 | 0 | 3277.8833 | 444126% | 5210.9521 | 81.98% | 7772.2337 | 3699.548 | 3684 | 2052 | 3559.908 | 3647.85 | 3684 | 1014.824 | 1100.35 | 1202.868 |  |  |  | 1014.552 | 1100.35 | 1205.224 | 3499.025 | 3641.83 | 3699.06 | 1012.008 | 1096.165 | 1189.004
2053 | 16.3133 | 16.3151 | 10.5911 | 13.1337 | 19.5919 | 22.2005 | 16.3133 | 15.7802 | 14.2101 | 14.8842 | 17.6658 | 19.2516 | 5.325 | 5.237 | 5.325 | 4.9674 | 5.2051 | 5.325 | 5.325 | 9.7632 | 9.5576 | 4.7357 | 6.756 | 12.5093 | 15.4948 | 18.0674 | 18.774 | 10.6062 | 13.2578 | 23.6725 | 23.7999 | 0.45455 | 0.37273 | 0 | 0 | 3635.018 | 3647 | 3565 | 3595.5 | 3683 | 3684 | 0.46965 | 0.57078 | 0.46258 | 0.54888 | 0.58561 | 0.58561 | 9.3664 | 8.23 | 8.23 | 8.23 | 9.0059 | 13.0482 | 9.4192 | 8.9862 | 8.23 | 8.23 | 10.2427 | 11.7634 | 15.7323 | 13.8315 | 7.4459 | 10.2698 | 21.3412 | 25.8582 | 0.31818 | 0.23636 | 0 | 0.1 | 1112.964 | 1103 | 1018 | 1060 | 1173 | 1206 | 0.65189 | 0.59171 | 0.38927 | 0.49296 | 0.82457 | 0.96649 | 9.6164 | 9.1515 | 8.7294 | 8.9989 | 9.5393 | 10.5362 | #DIV/0! | #DIV/0! | #DIV/0! | 0.40604 | 0.5 | 0 | 0.46068 | 0.5 | 0.5 | 85.59% | 0.47442 | 0.32137 | 0.28164 | 0 | 0 | 0.48034 | 0.7706 | 62.16% | 0.51698 | 0.087977 | 0 | 0 | 0 | 0.11991 | 0.35759 | 0.74581 | 33.33% | 0.26393 | 0.63668 | 0.78164 | 0 | 0 | 0.98034 | 1.2706 | 1.9038 | 63.06% | 1.0096 | 0.43403 | 0 | 0 | 0 | 0 | 1.3236 | 7.7743 | 15.32% | 2.834 | 4278.8963 | 3801.0603 | 3219.4568 | 3437.0891 | 441714% | 6447.896 | 100% | 3418.8354 | 3662.9399 | 0 | 3298.8082 | 444126% | 5197.9579 | 80.18% | 7697.7317 | 3699.796 | 3683.992 | 2053 | 3558.604 | 3648.32 | 3683.992 | 1014.002 | 1100.81 | 1203.152 |  |  |  | 1013.446 | 1100.81 | 1204.796 | 3498.254 | 3641.325 | 3699.065 | 1012.387 | 1095.575 | 1190.069
2054 | 16.3133 | 16.3151 | 10.5911 | 13.1337 | 19.5919 | 22.2005 | 16.3133 | 15.7802 | 14.2101 | 14.8842 | 17.6658 | 19.2516 | 5.34 | 5.252 | 5.34 | 4.9824 | 5.2201 | 5.34 | 5.34 | 9.7482 | 9.5426 | 4.7207 | 6.741 | 12.4943 | 15.4798 | 17.9994 | 18.5842 | 10.492 | 13.1469 | 23.6531 | 23.7999 | 0.45455 | 0.37273 | 0 | 0 | 3634.3153 | 3645 | 3563 | 3594 | 3683 | 3684 | 0.46811 | 0.57078 | 0.53575 | 0.55472 | 0.58561 | 0.58561 | 9.3539 | 8.23 | 8.23 | 8.23 | 8.965 | 13.0332 | 9.4079 | 8.9717 | 8.23 | 8.23 | 10.2267 | 11.7483 | 15.6883 | 13.8268 | 7.5897 | 10.0473 | 21.1311 | 25.8375 | 0.31818 | 0.23636 | 0 | 0.1 | 1112.5045 | 1103 | 1021 | 1057 | 1171 | 1205 | 0.65072 | 0.58917 | 0.39339 | 0.48825 | 0.82897 | 0.96649 | 9.6094 | 9.1487 | 8.7294 | 9.0197 | 9.5202 | 10.5494 | #DIV/0! | #DIV/0! | #DIV/0! | 0.40716 | 0.5 | 0 | 0.47975 | 0.5 | 0.5 | 85.59% | 0.47574 | 0.32307 | 0.29772 | 0 | 0 | 0.47245 | 0.7706 | 63.06% | 0.5123 | 0.087977 | 0 | 0 | 0 | 0.11991 | 0.35759 | 0.74581 | 33.33% | 0.26393 | 0.64289 | 0.79772 | 0 | 0 | 0.97245 | 1.2706 | 1.9038 | 63.96% | 1.0051 | 0.42975 | 0 | 0 | 0 | 0 | 1.3032 | 7.8071 | 15.32% | 2.806 | 4267.3414 | 3797.3081 | 3211.9523 | 3431.4607 | 434502% | 6322.2491 | 100% | 3382.9258 | 3662.9399 | 0 | 3278.7031 | 444126% | 5184.9637 | 79.28% | 7650.2672 | 3699.332 | 3683.992 | 2054 | 3557.108 | 3648.14 | 3683.992 | 1014.15 | 1099.67 | 1202.39 |  |  |  | 1013.89 | 1099.67 | 1202.41 | 3497.777 | 3640.51 | 3698.791 | 1012.02 | 1093.705 | 1190.458
2055 | 16.3133 | 16.3151 | 10.5911 | 13.1337 | 19.5919 | 22.2005 | 16.3133 | 15.7802 | 14.2101 | 14.8842 | 17.6658 | 19.2516 | 5.355 | 5.267 | 5.355 | 4.9974 | 5.2351 | 5.355 | 5.355 | 9.7332 | 9.5276 | 4.7057 | 6.726 | 12.4793 | 15.4648 | 17.9294 | 18.4796 | 10.3221 | 13.0312 | 23.6281 | 23.7999 | 0.43636 | 0.37273 | 0 | 0 | 3633.6216 | 3644 | 3561 | 3593 | 3683 | 3684 | 0.46661 | 0.57662 | 0.54742 | 0.55764 | 0.58561 | 0.58561 | 9.3427 | 8.23 | 8.23 | 8.23 | 8.8239 | 13.001 | 9.3964 | 8.9385 | 8.23 | 8.23 | 10.208 | 11.7323 | 15.643 | 13.6517 | 7.6302 | 9.8251 | 21.0367 | 25.8169 | 0.30909 | 0.23636 | 0 | 0.1 | 1111.991 | 1101 | 1021 | 1054 | 1170.5 | 1205 | 0.64939 | 0.58917 | 0.39955 | 0.48084 | 0.82017 | 0.96238 | 9.6009 | 9.1487 | 8.7294 | 9.0197 | 9.5104 | 10.5565 | #DIV/0! | #DIV/0! | #DIV/0! | 0.41177 | 0.5 | 0 | 0.48956 | 0.5 | 0.5 | 86.49% | 0.47611 | 0.32289 | 0.29772 | 0 | 0 | 0.47245 | 0.7706 | 63.06% | 0.51202 | 0.087977 | 0 | 0 | 0 | 0.11991 | 0.35759 | 0.74581 | 33.33% | 0.26393 | 0.64722 | 0.79772 | 0 | 0 | 0.97245 | 1.2706 | 1.9038 | 64.86% | 0.99779 | 0.42558 | 0 | 0 | 0 | 0 | 1.2794 | 7.8116 | 15.32% | 2.7788 | 4256.5697 | 3793.5558 | 3211.9523 | 3425.8323 | 433067% | 6283.498 | 100% | 3373.6451 | 3656.3144 | 0 | 3246.8528 | 443648% | 5169.0963 | 79.28% | 7630.2147 | 3699.16 | 3683.99 | 2055 | 3556.038 | 3646.88 | 3683.99 | 1014.088 | 1098.08 | 1201.988 |  |  |  | 1013.704 | 1098.08 | 1202.664 | 3497.282 | 3639.89 | 3699.224 | 1011.656 | 1092.425 | 1189.411
2056 | 16.3133 | 16.3151 | 10.5911 | 13.1337 | 19.5919 | 22.2005 | 16.3133 | 15.7802 | 14.2101 | 14.8842 | 17.6658 | 19.2516 | 5.37 | 5.282 | 5.37 | 5.0124 | 5.2501 | 5.37 | 5.37 | 9.7182 | 9.5126 | 4.6907 | 6.711 | 12.4643 | 15.4498 | 17.8565 | 18.3803 | 10.1535 | 12.914 | 23.6256 | 23.7999 | 0.43636 | 0.36364 | 0 | 0 | 3632.8739 | 3644 | 3559 | 3591.5 | 3683 | 3684 | 0.46516 | 0.5737 | 0.53575 | 0.55034 | 0.58411 | 0.58561 | 9.3322 | 8.23 | 8.23 | 8.23 | 8.7237 | 12.8013 | 9.3849 | 8.9045 | 8.23 | 8.23 | 10.1858 | 11.7042 | 15.5967 | 13.671 | 7.6302 | 9.9547 | 20.9563 | 25.7972 | 0.30909 | 0.22727 | 0 | 0.1 | 1111.4955 | 1101 | 1021 | 1056 | 1170 | 1205 | 0.64795 | 0.5841 | 0.39955 | 0.47334 | 0.81797 | 0.96238 | 9.5928 | 9.1487 | 8.7294 | 9.0197 | 9.5025 | 10.5307 | #DIV/0! | #DIV/0! | #DIV/0! | 0.41566 | 0.5 | 0 | 0.49753 | 0.5 | 0.5 | 87.39% | 0.47566 | 0.32288 | 0.29772 | 0 | 0 | 0.47245 | 0.7706 | 63.96% | 0.50479 | 0.087977 | 0 | 0 | 0 | 0.11991 | 0.35759 | 0.74581 | 33.33% | 0.26393 | 0.65171 | 0.79772 | 0 | 0 | 0.97245 | 1.2706 | 1.9038 | 65.77% | 0.99096 | 0.421 | 0 | 0 | 0 | 0 | 1.2535 | 7.8442 | 15.32% | 2.7489 | 4246.0291 | 3786.0512 | 3196.9432 | 3418.3277 | 432254% | 6262.5335 | 100% | 3335.7483 | 3637.3371 | 0 | 3237.798 | 439682% | 5155.2815 | 78.38% | 7581.7775 | 3699.442 | 3683.97 | 2056 | 3552.868 | 3645.32 | 3683.97 | 1014.042 | 1100.04 | 1202.424 |  |  |  | 1013.566 | 1100.04 | 1203.092 | 3497.117 | 3639.07 | 3699 | 1011.667 | 1094.585 | 1189.391
2057 | 16.3133 | 16.3151 | 10.5911 | 13.1337 | 19.5919 | 22.2005 | 16.3133 | 15.7802 | 14.2101 | 14.8842 | 17.6658 | 19.2516 | 5.385 | 5.297 | 5.385 | 5.0274 | 5.2651 | 5.385 | 5.385 | 9.7032 | 9.4976 | 4.6757 | 6.696 | 12.4493 | 15.4348 | 17.78 | 18.2738 | 9.9757 | 12.8165 | 23.6233 | 23.7999 | 0.43636 | 0.35455 | 0 | 0 | 3632.036 | 3643 | 3556 | 3590.5 | 3683 | 3684 | 0.46363 | 0.5737 | 0.53283 | 0.54158 | 0.58261 | 0.58561 | 9.3227 | 8.23 | 8.23 | 8.23 | 8.7015 | 12.7611 | 9.3735 | 8.8707 | 8.23 | 8.23 | 10.1632 | 11.6733 | 15.5468 | 13.5826 | 7.6302 | 9.795 | 21.112 | 25.7765 | 0.30909 | 0.22727 | 0 | 0.1 | 1110.991 | 1100 | 1021 | 1053.5 | 1171.5 | 1205 | 0.64658 | 0.5841 | 0.39955 | 0.47834 | 0.81577 | 0.96238 | 9.5883 | 9.1487 | 8.7432 | 9.0197 | 9.5016 | 10.5068 | #DIV/0! | #DIV/0! | #DIV/0! | 0.41733 | 0.5 | 0 | 0.49835 | 0.5 | 0.5 | 87.39% | 0.47756 | 0.32098 | 0.29772 | 0 | 0 | 0.47245 | 0.75677 | 63.96% | 0.50182 | 0.087977 | 0 | 0 | 0 | 0.11991 | 0.35759 | 0.74581 | 33.33% | 0.26393 | 0.64981 | 0.79772 | 0 | 0 | 0.97245 | 1.2568 | 1.9038 | 65.77% | 0.98807 | 0.41455 | 0 | 0 | 0 | 0 | 1.2277 | 7.7893 | 15.32% | 2.7068 | 4235.3895 | 3778.5467 | 3181.934 | 3410.8232 | 431441% | 6244.979 | 100% | 3328.7636 | 3637.3371 | 0 | 3237.8532 | 439722% | 5142.2991 | 78.38% | 7564.1531 | 3698.63 | 3683.97 | 2057 | 3551.318 | 3644.71 | 3683.97 | 1013.822 | 1097.4 | 1201.096 |  |  |  | 1013.346 | 1097.4 | 1201.448 | 3496.484 | 3638.305 | 3698.927 | 1011.746 | 1093.31 | 1188.197
2058 | 16.3133 | 16.3151 | 10.5911 | 13.1337 | 19.5919 | 22.2005 | 16.3133 | 15.7802 | 14.2101 | 14.8842 | 17.6658 | 19.2516 | 5.4 | 5.312 | 5.4 | 5.0424 | 5.2801 | 5.4 | 5.4 | 9.6882 | 9.4826 | 4.6607 | 6.681 | 12.4343 | 15.4198 | 17.7008 | 18.1734 | 9.8615 | 12.7335 | 23.6211 | 23.7999 | 0.43636 | 0.35455 | 0 | 0 | 3631.2162 | 3642 | 3555 | 3590 | 3683 | 3684 | 0.4619 | 0.56494 | 0.44097 | 0.53137 | 0.58111 | 0.58561 | 9.3123 | 8.23 | 8.23 | 8.23 | 8.6853 | 12.7182 | 9.3621 | 8.8376 | 8.23 | 8.23 | 10.1402 | 11.6414 | 15.4982 | 13.5752 | 7.6302 | 9.7381 | 21.037 | 25.7558 | 0.3 | 0.22727 | 0 | 0.1 | 1110.4324 | 1100 | 1021 | 1053 | 1170.5 | 1205 | 0.64517 | 0.58156 | 0.39955 | 0.47209 | 0.82237 | 0.96238 | 9.578 | 9.1261 | 8.7432 | 9.0197 | 9.4998 | 10.481 | #DIV/0! | #DIV/0! | #DIV/0! | 0.41833 | 0.5 | 0 | 0.5 | 0.5 | 0.5 | 87.39% | 0.4787 | 0.32487 | 0.32519 | 0 | 0 | 0.47245 | 0.75677 | 64.86% | 0.50084 | 0.087977 | 0 | 0 | 0 | 0.11991 | 0.35759 | 0.74581 | 33.33% | 0.26393 | 0.65821 | 0.82519 | 0 | 0 | 0.97245 | 1.2568 | 1.9038 | 66.67% | 0.98731 | 0.40874 | 0 | 0 | 0 | 0 | 1.2039 | 7.7446 | 15.32% | 2.6688 | 4224.1076 | 3767.2898 | 3159.4203 | 3403.3186 | 430635% | 6237.4945 | 100% | 3263.8395 | 3662.9399 | 0 | 3230.8427 | 438585% | 5125.6744 | 76.58% | 7487.9471 | 3699.036 | 3683.96 | 2058 | 3549.4 | 3640.98 | 3683.96 | 1012.958 | 1097.97 | 1200.868 |  |  |  | 1012.914 | 1097.97 | 1201.504 | 3496.029 | 3637.565 | 3698.84 | 1011.167 | 1092.41 | 1188.152
2059 | 16.3133 | 16.3151 | 10.5911 | 13.1337 | 19.5919 | 22.2005 | 16.3133 | 15.7802 | 14.2101 | 14.8842 | 17.6658 | 19.2516 | 5.415 | 5.327 | 5.415 | 5.0574 | 5.2951 | 5.415 | 5.415 | 9.6732 | 9.4676 | 4.6457 | 6.666 | 12.4193 | 15.4048 | 17.6203 | 18.0695 | 9.8063 | 12.6334 | 23.6192 | 23.7999 | 0.43636 | 0.35455 | 0 | 0 | 3630.3604 | 3641 | 3554 | 3588.5 | 3683 | 3684 | 0.4602 | 0.54742 | 0.36994 | 0.48252 | 0.57965 | 0.58561 | 9.3004 | 8.23 | 8.23 | 8.23 | 8.629 | 12.6753 | 9.3505 | 8.813 | 8.23 | 8.23 | 10.1153 | 11.6104 | 15.4498 | 13.5748 | 7.6729 | 9.6909 | 20.9576 | 25.7382 | 0.29091 | 0.22727 | 0 | 0.090909 | 1109.8919 | 1100 | 1022 | 1052 | 1170 | 1205 | 0.64363 | 0.58156 | 0.39955 | 0.47085 | 0.81797 | 0.96238 | 9.5675 | 9.1261 | 8.7432 | 9.0197 | 9.4856 | 10.4571 | #DIV/0! | #DIV/0! | #DIV/0! | 0.42062 | 0.5 | 0 | 0.5 | 0.5 | 0.5 | 87.39% | 0.48132 | 0.32716 | 0.32519 | 0 | 0 | 0.47245 | 0.75677 | 65.77% | 0.49746 | 0.087977 | 0 | 0 | 0 | 0.11991 | 0.35759 | 0.74581 | 33.33% | 0.26393 | 0.665 | 0.82519 | 0 | 0 | 0.97245 | 1.2568 | 1.9038 | 67.57% | 0.98419 | 0.40192 | 0 | 0 | 0 | 0 | 1.1382 | 7.6507 | 14.41% | 2.7883 | 4212.002 | 3759.7853 | 3144.4112 | 3390.1856 | 425884% | 6230.0099 | 100% | 3254.9697 | 3662.9399 | 0 | 3213.6882 | 436727% | 5109.0417 | 76.58% | 7466.9717 | 3699.548 | 3683.96 | 2059 | 3547.662 | 3641.71 | 3683.96 | 1012.758 | 1102.16 | 1201.564 |  |  |  | 1012.534 | 1102.16 | 1201.832 | 3494.05 | 3637.01 | 3699.181 | 1011.546 | 1093.165 | 1187.353
2060 | 16.3133 | 16.3151 | 10.5911 | 13.1337 | 19.5919 | 22.2005 | 16.3133 | 15.7802 | 14.2101 | 14.8842 | 17.6658 | 19.2516 | 5.43 | 5.342 | 5.43 | 5.0724 | 5.3101 | 5.43 | 5.43 | 9.6582 | 9.4526 | 4.6307 | 6.651 | 12.4043 | 15.3898 | 17.5369 | 17.9668 | 9.7551 | 12.5129 | 23.617 | 23.7998 | 0.43636 | 0.35455 | 0 | 0 | 3629.4685 | 3640 | 3553 | 3587.5 | 3683 | 3684 | 0.45845 | 0.5445 | 0.36994 | 0.44457 | 0.57965 | 0.58561 | 9.2904 | 8.23 | 8.23 | 8.23 | 8.5737 | 12.6353 | 9.3392 | 8.7986 | 8.23 | 8.23 | 10.0908 | 11.5792 | 15.3974 | 13.5375 | 7.6661 | 9.5801 | 20.914 | 25.7185 | 0.3 | 0.22727 | 0 | 0.090909 | 1109.2613 | 1100 | 1022 | 1050.5 | 1169.5 | 1205 | 0.64214 | 0.58156 | 0.40159 | 0.46835 | 0.81577 | 0.96238 | 9.563 | 9.1261 | 8.7432 | 9.0276 | 9.4835 | 10.4313 | #DIV/0! | #DIV/0! | #DIV/0! | 0.42068 | 0.5 | 0 | 0.5 | 0.5 | 0.5 | 87.39% | 0.4814 | 0.32613 | 0.34166 | 0 | 0 | 0.46286 | 0.75677 | 65.77% | 0.49589 | 0.087977 | 0 | 0 | 0 | 0.11991 | 0.35759 | 0.74581 | 33.33% | 0.26393 | 0.66397 | 0.84166 | 0 | 0 | 0.96286 | 1.2568 | 1.9038 | 67.57% | 0.98267 | 0.39636 | 0 | 0 | 0 | 0 | 1.1057 | 7.5379 | 14.41% | 2.7497 | 4200.4499 | 3752.2807 | 3121.8975 | 3373.3003 | 425100% | 6222.5254 | 100% | 3190.1923 | 3661.1409 | 0 | 1591.3317 | 436074% | 5096.0828 | 74.77% | 7390.6422 | 3699.268 | 3683.962 | 2060 | 3545.354 | 3640.4 | 3683.962 | 1012.74 | 1099.41 | 1201.424 |  |  |  | 1012.44 | 1099.41 | 1202.392 | 3493.861 | 3636.705 | 3699.168 | 1011.474 | 1093.89 | 1188.703
2061 | 16.3133 | 16.3151 | 10.5911 | 13.1337 | 19.5919 | 22.2005 | 16.3133 | 15.7802 | 14.2101 | 14.8842 | 17.6658 | 19.2516 | 5.43 | 5.342 | 5.43 | 5.0724 | 5.3101 | 5.43 | 5.43 | 9.6582 | 9.4526 | 4.6307 | 6.651 | 12.4043 | 15.3898 | 17.4606 | 17.874 | 9.7137 | 12.3676 | 23.6143 | 23.7997 | 0.43636 | 0.34545 | 0 | 0 | 3628.6216 | 3639 | 3553 | 3586 | 3683 | 3684 | 0.45662 | 0.53575 | 0.36994 | 0.44217 | 0.57965 | 0.58561 | 9.2844 | 8.23 | 8.23 | 8.23 | 8.5727 | 12.6073 | 9.3285 | 8.7791 | 8.23 | 8.23 | 10.0693 | 11.5473 | 15.3539 | 13.705 | 7.6729 | 9.4299 | 20.9102 | 25.6512 | 0.3 | 0.22727 | 0 | 0.090909 | 1108.7027 | 1101 | 1022 | 1048 | 1169.5 | 1204 | 0.6405 | 0.58156 | 0.40159 | 0.4646 | 0.81357 | 0.96238 | 9.5496 | 9.1158 | 8.7432 | 9.0121 | 9.4685 | 10.4129 | #DIV/0! | #DIV/0! | #DIV/0! | 0.42272 | 0.5 | 0 | 0.5 | 0.5 | 0.5 | 87.39% | 0.48373 | 0.33428 | 0.35132 | 0 | 0 | 0.48024 | 0.75677 | 67.57% | 0.49474 | 0.087977 | 0 | 0 | 0 | 0.11991 | 0.35759 | 0.74581 | 33.33% | 0.26393 | 0.68113 | 0.85132 | 0 | 0 | 0.98024 | 1.2568 | 1.9038 | 69.37% | 0.98189 | 0.39321 | 0 | 0 | 0 | 0 | 1.0027 | 7.5049 | 14.41% | 2.7279 | 4190.9973 | 3741.0239 | 3103.1361 | 3358.2912 | 425050% | 6222.4816 | 100% | 3152.6142 | 3661.1409 | 0 | 0 | 436515% | 5058.4559 | 73.87% | 7343.6115
2062 | 16.3133 | 16.3151 | 10.5911 | 13.1337 | 19.5919 | 22.2005 | 16.3133 | 15.7802 | 14.2101 | 14.8842 | 17.6658 | 19.2516 | 5.43 | 5.342 | 5.43 | 5.0724 | 5.3101 | 5.43 | 5.43 | 9.6582 | 9.4526 | 4.6307 | 6.651 | 12.4043 | 15.3898 | 17.3908 | 17.8014 | 9.686 | 12.2609 | 23.5301 | 23.7997 | 0.42727 | 0.34545 | 0 | 0 | 3627.8829 | 3639 | 3552 | 3584.5 | 3682 | 3684 | 0.45487 | 0.49789 | 0.36802 | 0.42793 | 0.5591 | 0.58561 | 9.2792 | 8.23 | 8.23 | 8.23 | 8.5711 | 12.593 | 9.3185 | 8.7543 | 8.23 | 8.23 | 10.0489 | 11.5156 | 15.3085 | 13.5877 | 7.6729 | 9.2464 | 20.9093 | 25.6512 | 0.3 | 0.22727 | 0 | 0.081818 | 1108.1712 | 1100 | 1022 | 1046 | 1169.5 | 1204 | 0.63908 | 0.5841 | 0.40159 | 0.45835 | 0.81357 | 0.95826 | 9.5477 | 9.1158 | 8.7432 | 9.0198 | 9.4685 | 10.4019 | #DIV/0! | #DIV/0! | #DIV/0! | 0.42272 | 0.5 | 0 | 0.5 | 0.5 | 0.5 | 87.39% | 0.48373 | 0.33297 | 0.35132 | 0 | 0 | 0.47245 | 0.75677 | 67.57% | 0.4928 | 0.087977 | 0 | 0 | 0 | 0.11991 | 0.35759 | 0.74581 | 33.33% | 0.26393 | 0.67982 | 0.85132 | 0 | 0 | 0.97245 | 1.2568 | 1.9038 | 69.37% | 0.98 | 0.38995 | 0 | 0 | 0 | 0 | 0.934 | 7.5256 | 14.41% | 2.7053 | 4182.486 | 3733.5193 | 3084.3747 | 3341.406 | 424971% | 6222.4377 | 100% | 3148.4069 | 3666.7457 | 0 | 0 | 436830% | 5058.356 | 73.87% | 7330.8929
2063 | 16.3133 | 16.3151 | 10.5911 | 13.1337 | 19.5919 | 22.2005 | 16.3133 | 15.7802 | 14.2101 | 14.8842 | 17.6658 | 19.2516 | 5.43 | 5.342 | 5.43 | 5.0724 | 5.3101 | 5.43 | 5.43 | 9.6582 | 9.4526 | 4.6307 | 6.651 | 12.4043 | 15.3898 | 17.3279 | 17.7369 | 9.6766 | 12.1919 | 23.4579 | 23.7997 | 0.42727 | 0.34545 | 0 | 0 | 3627.2432 | 3638 | 3552 | 3584 | 3681.5 | 3684 | 0.45334 | 0.44337 | 0.36802 | 0.40059 | 0.54012 | 0.5737 | 9.2731 | 8.23 | 8.23 | 8.23 | 8.5639 | 12.5918 | 9.3091 | 8.7323 | 8.23 | 8.23 | 10.0336 | 11.4846 | 15.2585 | 13.464 | 7.6302 | 9.2813 | 20.8769 | 25.6512 | 0.29091 | 0.22727 | 0 | 0.081818 | 1107.5856 | 1099 | 1021 | 1046.5 | 1169 | 1204 | 0.63772 | 0.58156 | 0.40159 | 0.45335 | 0.81357 | 0.95826 | 9.5478 | 9.1261 | 8.7432 | 9.0276 | 9.4744 | 10.3169 | #DIV/0! | #DIV/0! | #DIV/0! | 0.42261 | 0.5 | 0 | 0.5 | 0.5 | 0.5 | 87.39% | 0.4836 | 0.32853 | 0.34166 | 0 | 0 | 0.46286 | 0.75677 | 66.67% | 0.4928 | 0.087977 | 0 | 0 | 0 | 0.11991 | 0.35759 | 0.74581 | 33.33% | 0.26393 | 0.67087 | 0.84166 | 0 | 0 | 0.96286 | 1.2568 | 1.9038 | 68.47% | 0.97983 | 0.38547 | 0 | 0 | 0 | 0 | 0.87138 | 7.4258 | 14.41% | 2.6742 | 4174.2927 | 3726.0147 | 3069.3656 | 3330.1491 | 424419% | 6168.7656 | 100% | 3146.0552 | 3650.7337 | 0 | 0 | 436074% | 5058.2884 | 73.87% | 7320.3479
2064 | 16.3133 | 16.3151 | 10.5911 | 13.1337 | 19.5919 | 22.2005 | 16.3133 | 15.7802 | 14.2101 | 14.8842 | 17.6658 | 19.2516 | 5.43 | 5.342 | 5.43 | 5.0724 | 5.3101 | 5.43 | 5.43 | 9.6582 | 9.4526 | 4.6307 | 6.651 | 12.4043 | 15.3898 | 17.2716 | 17.6875 | 9.6766 | 12.1223 | 23.4474 | 23.7997 | 0.42727 | 0.34545 | 0 | 0 | 3626.5495 | 3638 | 3552 | 3582.5 | 3681.5 | 3684 | 0.45202 | 0.43857 | 0.32573 | 0.37491 | 0.51682 | 0.5445 | 9.2674 | 8.23 | 8.23 | 8.23 | 8.5562 | 12.5439 | 9.3005 | 8.7283 | 8.23 | 8.23 | 10.024 | 11.4526 | 15.2131 | 13.3438 | 7.6302 | 9.1425 | 20.8214 | 25.6512 | 0.29091 | 0.22727 | 0 | 0.081818 | 1107 | 1097 | 1021 | 1044 | 1168.5 | 1204 | 0.63614 | 0.57908 | 0.39955 | 0.4546 | 0.81137 | 0.95826 | 9.5389 | 9.1158 | 8.7432 | 9.0121 | 9.4685 | 10.256 | #DIV/0! | #DIV/0! | #DIV/0! | 0.42272 | 0.5 | 0 | 0.5 | 0.5 | 0.5 | 87.39% | 0.48373 | 0.33459 | 0.35132 | 0 | 0 | 0.48024 | 0.75677 | 67.57% | 0.49519 | 0.087977 | 0 | 0 | 0 | 0.11991 | 0.35759 | 0.74581 | 33.33% | 0.26393 | 0.68144 | 0.85132 | 0 | 0 | 0.98024 | 1.2568 | 1.9038 | 69.37% | 0.98233 | 0.38274 | 0 | 0 | 0 | 0 | 0.93287 | 7.3745 | 14.41% | 2.6553 | 4166.4568 | 3726.0147 | 3050.6042 | 3328.273 | 424038% | 6153.6315 | 100% | 3110.96 | 3673.2712 | 0 | 0 | 435861% | 5058.2398 | 72.97% | 7277.4167
2065 | 16.3133 | 16.3151 | 10.5911 | 13.1337 | 19.5919 | 22.2005 | 16.3133 | 15.7802 | 14.2101 | 14.8842 | 17.6658 | 19.2516 | 5.43 | 5.342 | 5.43 | 5.0724 | 5.3101 | 5.43 | 5.43 | 9.6582 | 9.4526 | 4.6307 | 6.651 | 12.4043 | 15.3898 | 17.2213 | 17.6478 | 9.6219 | 12.0635 | 23.4381 | 23.7997 | 0.42727 | 0.32727 | 0 | 0 | 3626.036 | 3637 | 3551 | 3582 | 3681.5 | 3684 | 0.45056 | 0.4152 | 0.32573 | 0.37283 | 0.46936 | 0.53575 | 9.2622 | 8.23 | 8.23 | 8.23 | 8.5486 | 12.5439 | 9.2924 | 8.7242 | 8.23 | 8.23 | 10.0119 | 11.4424 | 15.1656 | 13.5123 | 7.4996 | 9.1223 | 20.7784 | 25.6512 | 0.28182 | 0.22727 | 0 | 0.081818 | 1106.4324 | 1099 | 1019 | 1044 | 1168.5 | 1204 | 0.63468 | 0.57411 | 0.39955 | 0.44835 | 0.80917 | 0.95826 | 9.5373 | 9.1158 | 8.7432 | 9.0121 | 9.4685 | 10.2559 | #DIV/0! | #DIV/0! | #DIV/0! | 0.42272 | 0.5 | 0 | 0.5 | 0.5 | 0.5 | 87.39% | 0.48373 | 0.33483 | 0.35132 | 0 | 0 | 0.48024 | 0.75677 | 67.57% | 0.49555 | 0.087977 | 0 | 0 | 0 | 0.11991 | 0.35759 | 0.74581 | 33.33% | 0.26393 | 0.68168 | 0.85132 | 0 | 0 | 0.98024 | 1.2568 | 1.9038 | 69.37% | 0.98268 | 0.38145 | 0 | 0 | 0 | 0 | 0.92034 | 7.3744 | 14.41% | 2.6463 | 4159.3731 | 3714.7579 | 3039.3474 | 3326.3968 | 423664% | 6153.0206 | 100% | 3078.7904 | 3666.7457 | 0 | 0 | 435436% | 5058.2105 | 72.07% | 7238.1635
2066 | 16.3133 | 16.3151 | 10.5911 | 13.1337 | 19.5919 | 22.2005 | 16.3133 | 15.7802 | 14.2101 | 14.8842 | 17.6658 | 19.2516 | 5.43 | 5.342 | 5.43 | 5.0724 | 5.3101 | 5.43 | 5.43 | 9.6582 | 9.4526 | 4.6307 | 6.651 | 12.4043 | 15.3898 | 17.1765 | 17.6287 | 9.5021 | 12.0158 | 23.4298 | 23.7997 | 0.42727 | 0.31818 | 0 | 0 | 3625.5586 | 3637 | 3550 | 3581.5 | 3681.5 | 3684 | 0.4495 | 0.37972 | 0.29733 | 0.34592 | 0.44097 | 0.49535 | 9.2574 | 8.23 | 8.23 | 8.23 | 8.5417 | 12.5439 | 9.285 | 8.7203 | 8.23 | 8.23 | 9.9971 | 11.4309 | 15.1189 | 13.3083 | 7.3358 | 9.1395 | 20.7387 | 25.6512 | 0.28182 | 0.22727 | 0 | 0.081818 | 1105.8559 | 1097 | 1016 | 1044.5 | 1168 | 1204 | 0.6332 | 0.57908 | 0.39545 | 0.44835 | 0.80917 | 0.95826 | 9.5331 | 9.1158 | 8.7425 | 9.0121 | 9.4685 | 10.2559 | #DIV/0! | #DIV/0! | #DIV/0! | 0.42272 | 0.5 | 0 | 0.5 | 0.5 | 0.5 | 87.39% | 0.48373 | 0.33621 | 0.35132 | 0 | 0 | 0.48024 | 0.7575 | 67.57% | 0.49759 | 0.087977 | 0 | 0 | 0 | 0.11991 | 0.35759 | 0.74581 | 33.33% | 0.26393 | 0.68305 | 0.85132 | 0 | 0 | 0.98024 | 1.2575 | 1.9038 | 69.37% | 0.98466 | 0.3786 | 0 | 0 | 0 | 0 | 0.79353 | 7.3745 | 14.41% | 2.6265 | 4153.2778 | 3707.2533 | 3031.8428 | 3326.3968 | 423322% | 6145.7844 | 100% | 3103.3275 | 3673.2712 | 0 | 0 | 435223% | 5058.2009 | 72.97% | 7256.6053
2067 | 16.3133 | 16.3151 | 10.5911 | 13.1337 | 19.5919 | 22.2005 | 16.3133 | 15.7802 | 14.2101 | 14.8842 | 17.6658 | 19.2516 | 5.43 | 5.342 | 5.43 | 5.0724 | 5.3101 | 5.43 | 5.43 | 9.6582 | 9.4526 | 4.6307 | 6.651 | 12.4043 | 15.3898 | 17.1366 | 17.5819 | 9.3416 | 11.9819 | 23.4222 | 23.7997 | 0.42727 | 0.31818 | 0 | 0 | 3625.1351 | 3637 | 3548 | 3581.5 | 3681.5 | 3684 | 0.44853 | 0.37571 | 0.29212 | 0.30971 | 0.42584 | 0.44337 | 9.2529 | 8.23 | 8.23 | 8.23 | 8.5354 | 12.5439 | 9.278 | 8.7163 | 8.23 | 8.23 | 9.9833 | 11.4257 | 15.0757 | 13.1675 | 7.3358 | 9.0236 | 20.706 | 25.6418 | 0.28182 | 0.22727 | 0 | 0.081818 | 1105.3423 | 1095 | 1016 | 1042.5 | 1168 | 1204 | 0.63166 | 0.57411 | 0.38927 | 0.4496 | 0.80697 | 0.95826 | 9.5267 | 9.1088 | 8.7294 | 9.012 | 9.4685 | 10.2559 | #DIV/0! | #DIV/0! | #DIV/0! | 0.42413 | 0.5 | 0 | 0.5 | 0.5 | 0.5 | 89.19% | 0.47554 | 0.3389 | 0.35132 | 0 | 0 | 0.48787 | 0.7706 | 67.57% | 0.50157 | 0.087977 | 0 | 0 | 0 | 0.11991 | 0.35759 | 0.74581 | 33.33% | 0.26393 | 0.68574 | 0.85132 | 0 | 0 | 0.98787 | 1.2706 | 1.9038 | 69.37% | 0.98854 | 0.37484 | 0 | 0 | 0 | 0 | 0.66875 | 7.3744 | 14.41% | 2.6004 | 4147.7181 | 3707.2533 | 3024.3382 | 3326.3968 | 423007% | 6144.473 | 100% | 3098.7605 | 3673.2712 | 0 | 0 | 434798% | 5058.2009 | 72.97% | 7246.4786
2068 | 16.3133 | 16.3151 | 10.5911 | 13.1337 | 19.5919 | 22.2005 | 16.3133 | 15.7802 | 14.2101 | 14.8842 | 17.6658 | 19.2516 | 5.43 | 5.342 | 5.43 | 5.0724 | 5.3101 | 5.43 | 5.43 | 9.6582 | 9.4526 | 4.6307 | 6.651 | 12.4043 | 15.3898 | 17.1011 | 17.4393 | 9.1695 | 11.9075 | 23.416 | 23.7997 | 0.41818 | 0.31818 | 0 | 0 | 3624.7568 | 3636 | 3545 | 3580.5 | 3681.5 | 3684 | 0.44767 | 0.36802 | 0.29039 | 0.30971 | 0.39642 | 0.44337 | 9.2491 | 8.23 | 8.23 | 8.23 | 8.5293 | 12.5439 | 9.2717 | 8.7123 | 8.23 | 8.23 | 9.9716 | 11.4218 | 15.0362 | 13.2328 | 7.3286 | 9.1618 | 20.6849 | 25.6404 | 0.28182 | 0.21818 | 0 | 0.081818 | 1104.8649 | 1096 | 1016 | 1044.5 | 1167.5 | 1204 | 0.6303 | 0.56914 | 0.38927 | 0.4446 | 0.80697 | 0.95826 | 9.5204 | 9.1088 | 8.7294 | 8.9483 | 9.4685 | 10.2559 | #DIV/0! | #DIV/0! | #DIV/0! | 0.42481 | 0.5 | 0 | 0.5 | 0.5 | 0.5 | 89.19% | 0.4763 | 0.34272 | 0.35132 | 0 | 0 | 0.52941 | 0.7706 | 67.57% | 0.50722 | 0.087977 | 0 | 0 | 0 | 0.11991 | 0.35759 | 0.74581 | 33.33% | 0.26393 | 0.68956 | 0.85132 | 0 | 0 | 1.0294 | 1.2706 | 1.9038 | 69.37% | 0.99405 | 0.37236 | 0 | 0 | 0 | 0 | 0.66875 | 7.3744 | 14.41% | 2.5832 | 4142.8271 | 3707.2533 | 3024.3382 | 3326.3968 | 422709% | 6144.473 | 100% | 3094.6104 | 3666.7457 | 0 | 0 | 434798% | 5058.2009 | 72.97% | 7237.4374
2069 | 16.3133 | 16.3151 | 10.5911 | 13.1337 | 19.5919 | 22.2005 | 16.3133 | 15.7802 | 14.2101 | 14.8842 | 17.6658 | 19.2516 | 5.43 | 5.342 | 5.43 | 5.0724 | 5.3101 | 5.43 | 5.43 | 9.6582 | 9.4526 | 4.6307 | 6.651 | 12.4043 | 15.3898 | 17.0695 | 17.4393 | 9.0195 | 11.8283 | 23.4103 | 23.7997 | 0.41818 | 0.31818 | 0 | 0 | 3624.4144 | 3636 | 3543 | 3579.5 | 3681.5 | 3684 | 0.44689 | 0.33916 | 0.28865 | 0.2956 | 0.39642 | 0.44337 | 9.2456 | 8.23 | 8.23 | 8.23 | 8.524 | 12.5388 | 9.2662 | 8.7098 | 8.23 | 8.23 | 9.9572 | 11.4174 | 15.0011 | 13.1565 | 7.3252 | 9.1344 | 20.6656 | 25.6391 | 0.28182 | 0.21818 | 0 | 0.081818 | 1104.4595 | 1095 | 1016 | 1044.5 | 1167.5 | 1204 | 0.62906 | 0.57163 | 0.38927 | 0.4496 | 0.80477 | 0.95826 | 9.5136 | 9.1088 | 8.7294 | 8.9304 | 9.4685 | 10.2559 | #DIV/0! | #DIV/0! | #DIV/0! | 0.42645 | 0.5 | 0 | 0.5 | 0.5 | 0.5 | 89.19% | 0.47814 | 0.34709 | 0.35132 | 0 | 0 | 0.56301 | 0.7706 | 67.57% | 0.5137 | 0.087977 | 0 | 0 | 0 | 0.11991 | 0.35759 | 0.74581 | 33.33% | 0.26393 | 0.69394 | 0.85132 | 0 | 0 | 1.063 | 1.2706 | 1.9038 | 69.37% | 1.0004 | 0.37 | 0 | 0 | 0 | 0 | 0.66875 | 7.3744 | 14.41% | 2.5669 | 4138.4309 | 3707.2533 | 3024.3382 | 3313.2639 | 422443% | 6144.473 | 100% | 3034.0527 | 3673.2712 | 0 | 0 | 434640% | 5058.2009 | 71.17% | 7172.4836
2070 | 16.3133 | 16.3151 | 10.5911 | 13.1337 | 19.5919 | 22.2005 | 16.3133 | 15.7802 | 14.2101 | 14.8842 | 17.6658 | 19.2516 | 5.43 | 5.342 | 5.43 | 5.0724 | 5.3101 | 5.43 | 5.43 | 9.6582 | 9.4526 | 4.6307 | 6.651 | 12.4043 | 15.3898 | 17.0417 | 17.4393 | 8.9991 | 11.7658 | 23.4059 | 23.7997 | 0.41818 | 0.31818 | 0 | 0 | 3624.1261 | 3636 | 3543 | 3578.5 | 3681.5 | 3684 | 0.44618 | 0.33724 | 0.25536 | 0.29212 | 0.39642 | 0.44337 | 9.2423 | 8.23 | 8.23 | 8.23 | 8.5188 | 12.5309 | 9.2614 | 8.7088 | 8.23 | 8.23 | 9.9471 | 11.3945 | 14.9681 | 13.1489 | 7.3216 | 8.9997 | 20.6518 | 25.6391 | 0.28182 | 0.21818 | 0 | 0.081818 | 1104.1171 | 1095 | 1016 | 1042 | 1167.5 | 1204 | 0.62795 | 0.56914 | 0.38927 | 0.4496 | 0.80477 | 0.95826 | 9.5093 | 9.1088 | 8.7246 | 8.9386 | 9.4685 | 10.2559 | #DIV/0! | #DIV/0! | #DIV/0! | 0.42806 | 0.5 | 0 | 0.5 | 0.5 | 0.5 | 89.19% | 0.47995 | 0.34819 | 0.35132 | 0 | 0 | 0.54897 | 0.77538 | 67.57% | 0.51532 | 0.087977 | 0 | 0 | 0 | 0.11991 | 0.35759 | 0.74581 | 33.33% | 0.26393 | 0.69504 | 0.85132 | 0 | 0 | 1.049 | 1.2754 | 1.9038 | 69.37% | 1.0019 | 0.36677 | 0 | 0 | 0 | 0 | 0.66875 | 7.3744 | 14.41% | 2.5444 | 4134.4129 | 3707.2533 | 3024.3382 | 3300.1309 | 422188% | 6144.473 | 100% | 3058.6832 | 3673.2712 | 0 | 0 | 434640% | 5058.2009 | 72.07% | 7193.096
2071 | 16.3133 | 16.3151 | 10.5911 | 13.1337 | 19.5919 | 22.2005 | 16.3133 | 15.7802 | 14.2101 | 14.8842 | 17.6658 | 19.2516 | 5.43 | 5.342 | 5.43 | 5.0724 | 5.3101 | 5.43 | 5.43 | 9.6582 | 9.4526 | 4.6307 | 6.651 | 12.4043 | 15.3898 | 17.0176 | 17.4393 | 8.999 | 11.7115 | 23.4018 | 23.7997 | 0.41818 | 0.31818 | 0 | 0 | 3623.8559 | 3636 | 3543 | 3578 | 3681.5 | 3684 | 0.4456 | 0.2956 | 0.25077 | 0.272 | 0.37676 | 0.41311 | 9.2387 | 8.23 | 8.23 | 8.23 | 8.5144 | 12.5211 | 9.2568 | 8.7036 | 8.23 | 8.23 | 9.938 | 11.3741 | 14.9398 | 13.1441 | 7.3204 | 8.869 | 20.642 | 25.6379 | 0.28182 | 0.21818 | 0 | 0.081818 | 1103.7748 | 1095 | 1016 | 1040.5 | 1167.5 | 1204 | 0.627 | 0.56914 | 0.38927 | 0.44335 | 0.80477 | 0.95826 | 9.5019 | 9.1088 | 8.7246 | 8.9304 | 9.4685 | 10.2559 | #DIV/0! | #DIV/0! | #DIV/0! | 0.43156 | 0.5 | 0 | 0.5 | 0.5 | 0.5 | 89.19% | 0.48387 | 0.35045 | 0.35132 | 0 | 0 | 0.55694 | 0.77538 | 68.47% | 0.51184 | 0.087977 | 0 | 0 | 0 | 0.11991 | 0.35759 | 0.74581 | 33.33% | 0.26393 | 0.7018 | 0.85132 | 0 | 0 | 1.0569 | 1.2754 | 1.9038 | 70.27% | 0.99872 | 0.36193 | 0 | 0 | 0 | 0 | 0.66875 | 7.3744 | 13.51% | 2.6783 | 4130.5986 | 3707.2533 | 3024.3382 | 3292.6263 | 421971% | 6144.473 | 100% | 3052.8554 | 3673.2712 | 0 | 0 | 434640% | 5058.2009 | 72.07% | 7183.454
2072 | 16.3133 | 16.3151 | 10.5911 | 13.1337 | 19.5919 | 22.2005 | 16.3133 | 15.7802 | 14.2101 | 14.8842 | 17.6658 | 19.2516 | 5.43 | 5.342 | 5.43 | 5.0724 | 5.3101 | 5.43 | 5.43 | 9.6582 | 9.4526 | 4.6307 | 6.651 | 12.4043 | 15.3898 | 16.9969 | 17.3343 | 8.9989 | 11.6698 | 23.3983 | 23.7997 | 0.41818 | 0.31818 | 0 | 0 | 3623.6216 | 3635 | 3543 | 3578 | 3681.5 | 3684 | 0.44506 | 0.29386 | 0.24924 | 0.26342 | 0.35551 | 0.37972 | 9.2355 | 8.23 | 8.23 | 8.23 | 8.5103 | 12.5155 | 9.2524 | 8.6919 | 8.23 | 8.23 | 9.9295 | 11.3539 | 14.9099 | 13.1366 | 7.3204 | 8.8 | 20.6395 | 25.6366 | 0.28182 | 0.21818 | 0 | 0.081818 | 1103.4324 | 1095 | 1016 | 1039.5 | 1167.5 | 1204 | 0.62609 | 0.56914 | 0.38927 | 0.4396 | 0.80477 | 0.95826 | 9.5013 | 9.1088 | 8.7246 | 8.9304 | 9.4323 | 10.2559 | #DIV/0! | #DIV/0! | #DIV/0! | 0.43173 | 0.5 | 0 | 0.5 | 0.5 | 0.5 | 89.19% | 0.48406 | 0.35079 | 0.35132 | 0 | 0 | 0.55887 | 0.77538 | 68.47% | 0.51233 | 0.087977 | 0 | 0 | 0 | 0.11991 | 0.35759 | 0.74581 | 33.33% | 0.26393 | 0.70214 | 0.85132 | 0 | 0 | 1.0589 | 1.2754 | 1.9038 | 70.27% | 0.9992 | 0.36167 | 0 | 0 | 0 | 0 | 0.66875 | 7.3744 | 13.51% | 2.6764 | 4127.1097 | 3707.2533 | 3024.3382 | 3288.874 | 421766% | 6144.473 | 100% | 2994.2356 | 3659.24 | 0 | 0 | 434640% | 5058.2009 | 70.27% | 7121.3453
2073 | 16.3133 | 16.3151 | 10.5911 | 13.1337 | 19.5919 | 22.2005 | 16.3133 | 15.7802 | 14.2101 | 14.8842 | 17.6658 | 19.2516 | 5.43 | 5.342 | 5.43 | 5.0724 | 5.3101 | 5.43 | 5.43 | 9.6582 | 9.4526 | 4.6307 | 6.651 | 12.4043 | 15.3898 | 16.9794 | 17.235 | 8.9947 | 11.6387 | 23.3953 | 23.7997 | 0.41818 | 0.31818 | 0 | 0 | 3623.4144 | 3634 | 3543 | 3577 | 3681.5 | 3684 | 0.44458 | 0.29212 | 0.24771 | 0.26179 | 0.32094 | 0.37379 | 9.2327 | 8.23 | 8.23 | 8.23 | 8.5068 | 12.508 | 9.2484 | 8.6809 | 8.23 | 8.23 | 9.9241 | 11.3357 | 14.8833 | 13.0758 | 7.3157 | 8.7788 | 20.6389 | 25.6354 | 0.28182 | 0.21818 | 0 | 0.081818 | 1103.0991 | 1094 | 1016 | 1039 | 1167.5 | 1204 | 0.62518 | 0.56914 | 0.38927 | 0.43733 | 0.80477 | 0.95826 | 9.4959 | 9.1088 | 8.7246 | 8.9249 | 9.4273 | 10.2559 | #DIV/0! | #DIV/0! | #DIV/0! | 0.43173 | 0.5 | 0 | 0.5 | 0.5 | 0.5 | 89.19% | 0.48406 | 0.35371 | 0.35132 | 0 | 0 | 0.56964 | 0.77538 | 68.47% | 0.5166 | 0.087977 | 0 | 0 | 0 | 0.11991 | 0.35759 | 0.74581 | 33.33% | 0.26393 | 0.70506 | 0.85132 | 0 | 0 | 1.0696 | 1.2754 | 1.9038 | 70.27% | 1.0034 | 0.35918 | 0 | 0 | 0 | 0 | 0.66875 | 7.3744 | 13.51% | 2.6579 | 4124.0745 | 3707.2533 | 3024.3382 | 3288.874 | 421591% | 6144.473 | 100% | 2935.8944 | 3638.4725 | 0 | 0 | 433647% | 5058.2009 | 68.47% | 7059.9689
2074 | 16.3133 | 16.3151 | 10.5911 | 13.1337 | 19.5919 | 22.2005 | 16.3133 | 15.7802 | 14.2101 | 14.8842 | 17.6658 | 19.2516 | 5.43 | 5.342 | 5.43 | 5.0724 | 5.3101 | 5.43 | 5.43 | 9.6582 | 9.4526 | 4.6307 | 6.651 | 12.4043 | 15.3898 | 16.9646 | 17.1527 | 8.9946 | 11.6138 | 23.3926 | 23.7997 | 0.41818 | 0.31818 | 0 | 0 | 3623.2613 | 3633 | 3543 | 3576.5 | 3681.5 | 3684 | 0.44416 | 0.29212 | 0.24618 | 0.26092 | 0.31711 | 0.33532 | 9.23 | 8.23 | 8.23 | 8.23 | 8.5038 | 12.5014 | 9.2446 | 8.6714 | 8.23 | 8.23 | 9.9241 | 11.3187 | 14.8605 | 13.0012 | 7.3123 | 8.7144 | 20.5769 | 25.6344 | 0.28182 | 0.21818 | 0 | 0.081818 | 1102.8288 | 1094 | 1016 | 1038 | 1167 | 1204 | 0.62432 | 0.56666 | 0.38927 | 0.43631 | 0.80477 | 0.95826 | 9.4902 | 9.1071 | 8.7246 | 8.9249 | 9.4273 | 10.2559 | #DIV/0! | #DIV/0! | #DIV/0! | 0.43173 | 0.5 | 0 | 0.5 | 0.5 | 0.5 | 89.19% | 0.48406 | 0.35783 | 0.38654 | 0 | 0 | 0.56964 | 0.77538 | 68.47% | 0.52262 | 0.087977 | 0 | 0 | 0 | 0.11991 | 0.35759 | 0.74581 | 33.33% | 0.26393 | 0.70918 | 0.88654 | 0 | 0 | 1.0696 | 1.2754 | 1.9038 | 70.27% | 1.0092 | 0.35766 | 0 | 0 | 0 | 0 | 0.66875 | 7.3743 | 13.51% | 2.6467 | 4121.439 | 3707.2533 | 3020.586 | 3288.874 | 421444% | 6144.473 | 100% | 2933.1851 | 3650.933 | 0 | 0 | 433188% | 5058.2009 | 68.47% | 7054.6241
2075 | 16.3133 | 16.3151 | 10.5911 | 13.1337 | 19.5919 | 22.2005 | 16.3133 | 15.7802 | 14.2101 | 14.8842 | 17.6658 | 19.2516 | 5.43 | 5.342 | 5.43 | 5.0724 | 5.3101 | 5.43 | 5.43 | 9.6582 | 9.4526 | 4.6307 | 6.651 | 12.4043 | 15.3898 | 16.9523 | 17.0751 | 8.9946 | 11.5921 | 23.3902 | 23.7997 | 0.41818 | 0.31818 | 0 | 0 | 3623.1171 | 3632 | 3543 | 3576.5 | 3681.5 | 3684 | 0.44385 | 0.29212 | 0.24618 | 0.26092 | 0.31615 | 0.33532 | 9.2277 | 8.23 | 8.23 | 8.23 | 8.5011 | 12.495 | 9.2412 | 8.6644 | 8.23 | 8.23 | 9.9241 | 11.3026 | 14.8401 | 12.9514 | 7.312 | 8.6424 | 20.4798 | 25.6333 | 0.28182 | 0.20909 | 0 | 0.081818 | 1102.5946 | 1093 | 1016 | 1037 | 1166.5 | 1204 | 0.6236 | 0.56666 | 0.38927 | 0.43427 | 0.80257 | 0.95826 | 9.4862 | 9.1071 | 8.7246 | 8.9181 | 9.4273 | 10.2559 | #DIV/0! | #DIV/0! | #DIV/0! | 0.43173 | 0.5 | 0 | 0.5 | 0.5 | 0.5 | 89.19% | 0.48406 | 0.36052 | 0.38654 | 0 | 0 | 0.57512 | 0.77538 | 68.47% | 0.52654 | 0.087977 | 0 | 0 | 0 | 0.11991 | 0.35759 | 0.74581 | 33.33% | 0.26393 | 0.71187 | 0.88654 | 0 | 0 | 1.0751 | 1.2754 | 1.9038 | 70.27% | 1.013 | 0.35632 | 0 | 0 | 0 | 0 | 0.66875 | 7.3743 | 13.51% | 2.6368 | 4119.1983 | 3707.2533 | 3009.3291 | 3288.874 | 421310% | 6144.473 | 100% | 2902.4801 | 3634.319 | 0 | 0 | 433188% | 5058.2009 | 67.57% | 7021.6784
2076 | 16.3133 | 16.3151 | 10.5911 | 13.1337 | 19.5919 | 22.2005 | 16.3133 | 15.7802 | 14.2101 | 14.8842 | 17.6658 | 19.2516 | 5.43 | 5.342 | 5.43 | 5.0724 | 5.3101 | 5.43 | 5.43 | 9.6582 | 9.4526 | 4.6307 | 6.651 | 12.4043 | 15.3898 | 16.9422 | 17.008 | 8.9946 | 11.5776 | 23.3883 | 23.7997 | 0.41818 | 0.31818 | 0 | 0 | 3623.018 | 3632 | 3543 | 3576 | 3681.5 | 3684 | 0.44356 | 0.29212 | 0.24618 | 0.26005 | 0.31519 | 0.33532 | 9.2256 | 8.23 | 8.23 | 8.23 | 8.4987 | 12.4904 | 9.238 | 8.6631 | 8.23 | 8.23 | 9.9241 | 11.2883 | 14.8224 | 12.9061 | 7.312 | 8.5573 | 20.4007 | 25.6335 | 0.28182 | 0.20909 | 0 | 0.081818 | 1102.3694 | 1092 | 1016 | 1036 | 1165.5 | 1204 | 0.623 | 0.56418 | 0.38927 | 0.43222 | 0.80037 | 0.95826 | 9.4819 | 9.0991 | 8.7188 | 8.9181 | 9.4273 | 10.2559 | #DIV/0! | #DIV/0! | #DIV/0! | 0.43173 | 0.5 | 0 | 0.5 | 0.5 | 0.5 | 89.19% | 0.48406 | 0.36288 | 0.39124 | 0 | 0 | 0.57512 | 0.78117 | 68.47% | 0.52999 | 0.087977 | 0 | 0 | 0 | 0.11991 | 0.35759 | 0.74581 | 33.33% | 0.26393 | 0.71423 | 0.89124 | 0 | 0 | 1.0751 | 1.2812 | 1.9038 | 70.27% | 1.0164 | 0.35441 | 0 | 0 | 0 | 0 | 0.66875 | 7.3743 | 12.61% | 2.81 | 4117.2942 | 3707.2533 | 2998.0723 | 3288.874 | 421190% | 6144.473 | 100% | 2928.853 | 3630.082 | 0 | 0 | 433188% | 5058.2009 | 68.47% | 7046.1473
2077 | 16.3133 | 16.3151 | 10.5911 | 13.1337 | 19.5919 | 22.2005 | 16.3133 | 15.7802 | 14.2101 | 14.8842 | 17.6658 | 19.2516 | 5.43 | 5.342 | 5.43 | 5.0724 | 5.3101 | 5.43 | 5.43 | 9.6582 | 9.4526 | 4.6307 | 6.651 | 12.4043 | 15.3898 | 16.9339 | 16.9519 | 8.9945 | 11.5673 | 23.3867 | 23.7996 | 0.41818 | 0.31818 | 0 | 0 | 3622.9099 | 3631 | 3543 | 3576 | 3681 | 3684 | 0.44337 | 0.29907 | 0.24618 | 0.26005 | 0.33149 | 0.39433 | 9.2238 | 8.23 | 8.23 | 8.23 | 8.4968 | 12.4861 | 9.2351 | 8.6618 | 8.23 | 8.23 | 9.9241 | 11.2745 | 14.8078 | 12.873 | 7.3119 | 8.6133 | 20.3772 | 25.6326 | 0.28182 | 0.20909 | 0 | 0.081818 | 1102.2162 | 1092 | 1016 | 1036.5 | 1165.5 | 1204 | 0.62238 | 0.56169 | 0.38927 | 0.43018 | 0.79597 | 0.95826 | 9.4777 | 9.0991 | 8.671 | 8.9181 | 9.4273 | 10.2559 | #DIV/0! | #DIV/0! | #DIV/0! | 0.43173 | 0.5 | 0 | 0.5 | 0.5 | 0.5 | 89.19% | 0.48406 | 0.36513 | 0.39124 | 0 | 0 | 0.57512 | 0.82897 | 68.47% | 0.53328 | 0.087977 | 0 | 0 | 0 | 0.11991 | 0.35759 | 0.74581 | 33.33% | 0.26393 | 0.71648 | 0.89124 | 0 | 0 | 1.0751 | 1.329 | 1.9038 | 70.27% | 1.0196 | 0.3524 | 0 | 0 | 0 | 0 | 0.66875 | 7.3743 | 12.61% | 2.7941 | 4115.6701 | 3707.2533 | 2990.5677 | 3288.874 | 421096% | 6144.473 | 100% | 2926.3619 | 3617.7906 | 0 | 0 | 433024% | 5058.2009 | 68.47% | 7042.032
2078 | 16.3133 | 16.3151 | 10.5911 | 13.1337 | 19.5919 | 22.2005 | 16.3133 | 15.7802 | 14.2101 | 14.8842 | 17.6658 | 19.2516 | 5.43 | 5.342 | 5.43 | 5.0724 | 5.3101 | 5.43 | 5.43 | 9.6582 | 9.4526 | 4.6307 | 6.651 | 12.4043 | 15.3898 | 16.9272 | 16.9079 | 8.9945 | 11.5609 | 23.3855 | 23.7996 | 0.41818 | 0.31818 | 0 | 0 | 3622.8649 | 3631 | 3543 | 3576 | 3681 | 3684 | 0.44314 | 0.30081 | 0.2523 | 0.27996 | 0.36378 | 0.40268 | 9.2223 | 8.23 | 8.23 | 8.23 | 8.4967 | 12.4829 | 9.2324 | 8.6609 | 8.23 | 8.23 | 9.9241 | 11.2629 | 14.7962 | 12.8379 | 7.3119 | 8.6183 | 20.3769 | 25.6311 | 0.28182 | 0.20909 | 0 | 0.081818 | 1102.0991 | 1092 | 1016 | 1036.5 | 1165.5 | 1204 | 0.622 | 0.56169 | 0.38927 | 0.4312 | 0.79597 | 0.95826 | 9.4734 | 9.0991 | 8.671 | 8.9177 | 9.4273 | 10.2559 | #DIV/0! | #DIV/0! | #DIV/0! | 0.43173 | 0.5 | 0 | 0.5 | 0.5 | 0.5 | 89.19% | 0.48406 | 0.36723 | 0.39124 | 0 | 0 | 0.5807 | 0.82897 | 68.47% | 0.53634 | 0.087977 | 0 | 0 | 0 | 0.11991 | 0.35759 | 0.74581 | 33.33% | 0.26393 | 0.71858 | 0.89124 | 0 | 0 | 1.0807 | 1.329 | 1.9038 | 70.27% | 1.0226 | 0.35025 | 0 | 0 | 0 | 0 | 0.66875 | 7.3742 | 12.61% | 2.777 | 4114.3844 | 3707.2533 | 2983.0632 | 3288.874 | 418909% | 6144.473 | 100% | 2895.9538 | 3602.6977 | 0 | 0 | 432789% | 5058.2009 | 67.57% | 7010.3382
2079 | 16.3133 | 16.3151 | 10.5911 | 13.1337 | 19.5919 | 22.2005 | 16.3133 | 15.7802 | 14.2101 | 14.8842 | 17.6658 | 19.2516 | 5.43 | 5.342 | 5.43 | 5.0724 | 5.3101 | 5.43 | 5.43 | 9.6582 | 9.4526 | 4.6307 | 6.651 | 12.4043 | 15.3898 | 16.9216 | 16.8691 | 8.9945 | 11.5601 | 23.3849 | 23.7996 | 0.41818 | 0.31818 | 0 | 0 | 3622.8018 | 3631 | 3543 | 3576 | 3681 | 3684 | 0.44306 | 0.30081 | 0.2523 | 0.27996 | 0.39642 | 0.40268 | 9.2212 | 8.23 | 8.23 | 8.23 | 8.4956 | 12.4807 | 9.23 | 8.6601 | 8.23 | 8.23 | 9.9241 | 11.2534 | 14.7874 | 12.8208 | 7.3118 | 8.5719 | 20.3767 | 25.6296 | 0.28182 | 0.20909 | 0 | 0.081818 | 1101.991 | 1091 | 1016 | 1035.5 | 1165.5 | 1204 | 0.62168 | 0.56169 | 0.38927 | 0.4312 | 0.79597 | 0.95826 | 9.4697 | 9.0991 | 8.671 | 8.9096 | 9.4273 | 10.2559 | #DIV/0! | #DIV/0! | #DIV/0! | 0.43173 | 0.5 | 0 | 0.5 | 0.5 | 0.5 | 89.19% | 0.48406 | 0.36839 | 0.39124 | 0 | 0 | 0.58193 | 0.82897 | 68.47% | 0.53804 | 0.087977 | 0 | 0 | 0 | 0.11991 | 0.35759 | 0.74581 | 33.33% | 0.26393 | 0.71974 | 0.89124 | 0 | 0 | 1.0819 | 1.329 | 1.9038 | 70.27% | 1.0242 | 0.3477 | 0 | 0 | 0 | 0 | 0.66875 | 7.3742 | 12.61% | 2.7568 | 4113.3998 | 3707.2533 | 2975.5586 | 3288.874 | 416451% | 6144.473 | 100% | 2922.7728 | 3602.6977 | 0 | 0 | 432821% | 5058.2009 | 68.47% | 7036.1726
2080 | 16.3133 | 16.3151 | 10.5911 | 13.1337 | 19.5919 | 22.2005 | 16.3133 | 15.7802 | 14.2101 | 14.8842 | 17.6658 | 19.2516 | 5.43 | 5.342 | 5.43 | 5.0724 | 5.3101 | 5.43 | 5.43 | 9.6582 | 9.4526 | 4.6307 | 6.651 | 12.4043 | 15.3898 | 16.917 | 16.842 | 8.9945 | 11.5593 | 23.3846 | 23.7996 | 0.41818 | 0.31818 | 0 | 0 | 3622.7297 | 3630 | 3543 | 3576 | 3681 | 3684 | 0.44293 | 0.30081 | 0.24771 | 0.26005 | 0.39537 | 0.40268 | 9.2202 | 8.23 | 8.23 | 8.23 | 8.4949 | 12.4794 | 9.2278 | 8.6591 | 8.23 | 8.23 | 9.9241 | 11.2534 | 14.7791 | 12.8085 | 7.3112 | 8.5971 | 20.3765 | 25.628 | 0.28182 | 0.20909 | 0 | 0.081818 | 1101.8649 | 1091 | 1016 | 1036 | 1165.5 | 1204 | 0.62139 | 0.55921 | 0.38927 | 0.42916 | 0.79597 | 0.95826 | 9.4686 | 9.0991 | 8.671 | 8.9096 | 9.4273 | 10.2559 | #DIV/0! | #DIV/0! | #DIV/0! | 0.43173 | 0.5 | 0 | 0.5 | 0.5 | 0.5 | 89.19% | 0.48406 | 0.36923 | 0.39124 | 0 | 0 | 0.58193 | 0.82897 | 68.47% | 0.53927 | 0.087977 | 0 | 0 | 0 | 0.11991 | 0.35759 | 0.74581 | 33.33% | 0.26393 | 0.72058 | 0.89124 | 0 | 0 | 1.0819 | 1.329 | 1.9038 | 70.27% | 1.0254 | 0.34743 | 0 | 0 | 0 | 0 | 0.66875 | 7.3742 | 12.61% | 2.7546 | 4112.404 | 3707.2533 | 2971.8063 | 3288.874 | 414076% | 6144.473 | 100% | 2921.8334 | 3602.6977 | 0 | 0 | 432789% | 5058.2009 | 68.47% | 7034.2374
2081 | 16.3133 | 16.3151 | 10.5911 | 13.1337 | 19.5919 | 22.2005 | 16.3133 | 15.7802 | 14.2101 | 14.8842 | 17.6658 | 19.2516 | 5.43 | 5.342 | 5.43 | 5.0724 | 5.3101 | 5.43 | 5.43 | 9.6582 | 9.4526 | 4.6307 | 6.651 | 12.4043 | 15.3898 | 16.9133 | 16.8236 | 8.9945 | 11.5582 | 23.3845 | 23.7996 | 0.41818 | 0.31818 | 0 | 0 | 3622.6937 | 3630 | 3543 | 3576 | 3681 | 3684 | 0.44278 | 0.30081 | 0.24618 | 0.26954 | 0.39433 | 0.40268 | 9.2194 | 8.23 | 8.23 | 8.23 | 8.4946 | 12.4787 | 9.2258 | 8.6586 | 8.23 | 8.23 | 9.9241 | 11.2534 | 14.7714 | 12.804 | 7.3118 | 8.6087 | 20.3763 | 25.6289 | 0.28182 | 0.20909 | 0 | 0.081818 | 1101.7928 | 1091 | 1016 | 1036.5 | 1165.5 | 1204 | 0.62101 | 0.55921 | 0.38927 | 0.43018 | 0.79597 | 0.95826 | 9.4675 | 9.0991 | 8.671 | 8.9096 | 9.4273 | 10.2559 | #DIV/0! | #DIV/0! | #DIV/0! | 0.43173 | 0.5 | 0 | 0.5 | 0.5 | 0.5 | 89.19% | 0.48406 | 0.36821 | 0.39124 | 0 | 0 | 0.58193 | 0.82897 | 68.47% | 0.53777 | 0.087977 | 0 | 0 | 0 | 0.11991 | 0.35759 | 0.74581 | 33.33% | 0.26393 | 0.71956 | 0.89124 | 0 | 0 | 1.0819 | 1.329 | 1.9038 | 70.27% | 1.024 | 0.34528 | 0 | 0 | 0 | 0 | 0.66875 | 7.3742 | 12.61% | 2.7376 | 4111.6099 | 3707.2533 | 2971.8063 | 3288.874 | 412999% | 6144.473 | 100% | 2919.9268 | 3602.6977 | 0 | 0 | 432789% | 5058.2009 | 68.47% | 7031.5367
2082 | 16.3133 | 16.3151 | 10.5911 | 13.1337 | 19.5919 | 22.2005 | 16.3133 | 15.7802 | 14.2101 | 14.8842 | 17.6658 | 19.2516 | 5.43 | 5.342 | 5.43 | 5.0724 | 5.3101 | 5.43 | 5.43 | 9.6582 | 9.4526 | 4.6307 | 6.651 | 12.4043 | 15.3898 | 16.9103 | 16.8107 | 8.9766 | 11.537 | 23.3845 | 23.7996 | 0.41818 | 0.31818 | 0 | 0 | 3622.6667 | 3630 | 3542 | 3576 | 3681 | 3684 | 0.44271 | 0.32765 | 0.26781 | 0.28518 | 0.39329 | 0.40268 | 9.2187 | 8.23 | 8.23 | 8.23 | 8.4945 | 12.4787 | 9.2242 | 8.6578 | 8.23 | 8.23 | 9.9241 | 11.2534 | 14.7641 | 12.8034 | 7.3118 | 8.6276 | 20.3761 | 25.6275 | 0.28182 | 0.20909 | 0 | 0.081818 | 1101.7117 | 1091 | 1016 | 1036.5 | 1165.5 | 1204 | 0.6208 | 0.55921 | 0.38927 | 0.4312 | 0.79597 | 0.95826 | 9.4666 | 9.0991 | 8.671 | 8.9096 | 9.4273 | 10.2559 | #DIV/0! | #DIV/0! | #DIV/0! | 0.43173 | 0.5 | 0 | 0.5 | 0.5 | 0.5 | 89.19% | 0.48406 | 0.36883 | 0.39124 | 0 | 0 | 0.58193 | 0.82897 | 68.47% | 0.53869 | 0.087977 | 0 | 0 | 0 | 0.11991 | 0.35759 | 0.74581 | 33.33% | 0.26393 | 0.72018 | 0.89124 | 0 | 0 | 1.0819 | 1.329 | 1.9038 | 70.27% | 1.0249 | 0.34502 | 0 | 0 | 0 | 0 | 0.66875 | 7.3742 | 12.61% | 2.7355 | 4111.0425 | 3707.2533 | 2971.8063 | 3288.874 | 412999% | 6144.473 | 100% | 2890.4888 | 3602.6977 | 0 | 0 | 432789% | 5058.2009 | 67.57% | 7001.5314
2083 | 16.3133 | 16.3151 | 10.5911 | 13.1337 | 19.5919 | 22.2005 | 16.3133 | 15.7802 | 14.2101 | 14.8842 | 17.6658 | 19.2516 | 5.43 | 5.342 | 5.43 | 5.0724 | 5.3101 | 5.43 | 5.43 | 9.6582 | 9.4526 | 4.6307 | 6.651 | 12.4043 | 15.3898 | 16.9081 | 16.8103 | 8.9536 | 11.5114 | 23.3845 | 23.7996 | 0.41818 | 0.31818 | 0 | 0 | 3622.6486 | 3630 | 3542 | 3575.5 | 3681 | 3684 | 0.44266 | 0.35455 | 0.26954 | 0.29994 | 0.39955 | 0.42177 | 9.218 | 8.23 | 8.23 | 8.23 | 8.4945 | 12.4787 | 9.2227 | 8.6571 | 8.23 | 8.23 | 9.9241 | 11.2534 | 14.7588 | 12.8027 | 7.3109 | 8.5963 | 20.3759 | 25.6282 | 0.27273 | 0.20909 | 0 | 0.081818 | 1101.6486 | 1091 | 1016 | 1036 | 1165.5 | 1204 | 0.62055 | 0.55921 | 0.38927 | 0.4312 | 0.79597 | 0.95826 | 9.4642 | 9.0991 | 8.671 | 8.9096 | 9.4273 | 10.2559 | #DIV/0! | #DIV/0! | #DIV/0! | 0.43173 | 0.5 | 0 | 0.5 | 0.5 | 0.5 | 89.19% | 0.48406 | 0.36942 | 0.39124 | 0 | 0 | 0.58193 | 0.82897 | 68.47% | 0.53955 | 0.087977 | 0 | 0 | 0 | 0.11991 | 0.35759 | 0.74581 | 33.33% | 0.26393 | 0.72077 | 0.89124 | 0 | 0 | 1.0819 | 1.329 | 1.9038 | 70.27% | 1.0257 | 0.34322 | 0 | 0 | 0 | 0 | 0.66875 | 7.3741 | 12.61% | 2.7213 | 4110.562 | 3707.2533 | 2971.8063 | 3288.874 | 412999% | 6144.473 | 100% | 2889.327 | 3602.6977 | 0 | 0 | 432789% | 5058.2009 | 67.57% | 6999.889
2084 | 16.3133 | 16.3151 | 10.5911 | 13.1337 | 19.5919 | 22.2005 | 16.3133 | 15.7802 | 14.2101 | 14.8842 | 17.6658 | 19.2516 | 5.43 | 5.342 | 5.43 | 5.0724 | 5.3101 | 5.43 | 5.43 | 9.6582 | 9.4526 | 4.6307 | 6.651 | 12.4043 | 15.3898 | 16.9063 | 16.8098 | 8.9352 | 11.492 | 23.3845 | 23.7996 | 0.41818 | 0.31818 | 0 | 0 | 3622.6216 | 3630 | 3542 | 3575.5 | 3681 | 3684 | 0.44262 | 0.35455 | 0.26954 | 0.31336 | 0.39955 | 0.42177 | 9.2174 | 8.23 | 8.23 | 8.23 | 8.4945 | 12.4787 | 9.2214 | 8.6565 | 8.23 | 8.23 | 9.9241 | 11.2534 | 14.7547 | 12.802 | 7.3108 | 8.5818 | 20.3757 | 25.6271 | 0.28182 | 0.20909 | 0 | 0.081818 | 1101.5946 | 1091 | 1016 | 1036 | 1165.5 | 1204 | 0.62039 | 0.55921 | 0.38927 | 0.43018 | 0.79597 | 0.95826 | 9.4624 | 9.0991 | 8.671 | 8.9096 | 9.4273 | 10.2559 | #DIV/0! | #DIV/0! | #DIV/0! | 0.43173 | 0.5 | 0 | 0.5 | 0.5 | 0.5 | 89.19% | 0.48406 | 0.36949 | 0.39124 | 0 | 0 | 0.58193 | 0.82897 | 68.47% | 0.53965 | 0.087977 | 0 | 0 | 0 | 0.11991 | 0.35759 | 0.74581 | 33.33% | 0.26393 | 0.72084 | 0.89124 | 0 | 0 | 1.0819 | 1.329 | 1.9038 | 70.27% | 1.0258 | 0.34152 | 0 | 0 | 0 | 0 | 0.66875 | 7.3742 | 12.61% | 2.7078 | 4110.1402 | 3707.2533 | 2971.8063 | 3288.874 | 412999% | 6144.473 | 100% | 2888.1493 | 3602.6977 | 0 | 0 | 432789% | 5058.2009 | 67.57% | 6998.2895
2085 | 16.3133 | 16.3151 | 10.5911 | 13.1337 | 19.5919 | 22.2005 | 16.3133 | 15.7802 | 14.2101 | 14.8842 | 17.6658 | 19.2516 | 5.43 | 5.342 | 5.43 | 5.0724 | 5.3101 | 5.43 | 5.43 | 9.6582 | 9.4526 | 4.6307 | 6.651 | 12.4043 | 15.3898 | 16.905 | 16.8087 | 8.9238 | 11.4746 | 23.3845 | 23.7996 | 0.41818 | 0.31818 | 0 | 0 | 3622.6036 | 3630 | 3542 | 3575 | 3681 | 3684 | 0.44257 | 0.38807 | 0.26954 | 0.31624 | 0.39955 | 0.41937 | 9.217 | 8.23 | 8.23 | 8.23 | 8.4945 | 12.4787 | 9.2204 | 8.656 | 8.23 | 8.23 | 9.9229 | 11.2534 | 14.7519 | 12.8014 | 7.3107 | 8.5614 | 20.3762 | 25.628 | 0.27273 | 0.20909 | 0 | 0.081818 | 1101.5495 | 1091 | 1016 | 1035.5 | 1165.5 | 1204 | 0.62024 | 0.55921 | 0.38927 | 0.43018 | 0.79597 | 0.95826 | 9.4609 | 9.0991 | 8.671 | 8.9096 | 9.4273 | 10.2559 | #DIV/0! | #DIV/0! | #DIV/0! | 0.43173 | 0.5 | 0 | 0.5 | 0.5 | 0.5 | 89.19% | 0.48406 | 0.36954 | 0.39124 | 0 | 0 | 0.58193 | 0.82897 | 68.47% | 0.53973 | 0.087977 | 0 | 0 | 0 | 0.11991 | 0.35759 | 0.74581 | 33.33% | 0.26393 | 0.72089 | 0.89124 | 0 | 0 | 1.0819 | 1.329 | 1.9038 | 70.27% | 1.0259 | 0.34001 | 0 | 0 | 0 | 0 | 0.66875 | 7.3741 | 12.61% | 2.6958 | 4109.7459 | 3707.2533 | 2971.8063 | 3288.874 | 412999% | 6144.473 | 100% | 2887.2407 | 3602.6977 | 0 | 0 | 432789% | 5058.2009 | 67.57% | 6996.9866
2086 | 16.3133 | 16.3151 | 10.5911 | 13.1337 | 19.5919 | 22.2005 | 16.3133 | 15.7802 | 14.2101 | 14.8842 | 17.6658 | 19.2516 | 5.43 | 5.342 | 5.43 | 5.0724 | 5.3101 | 5.43 | 5.43 | 9.6582 | 9.4526 | 4.6307 | 6.651 | 12.4043 | 15.3898 | 16.9042 | 16.8085 | 8.9233 | 11.4634 | 23.3845 | 23.7996 | 0.41818 | 0.31818 | 0 | 0 | 3622.5946 | 3630 | 3542 | 3575 | 3681 | 3684 | 0.44253 | 0.39016 | 0.26954 | 0.34206 | 0.41103 | 0.44337 | 9.2166 | 8.23 | 8.23 | 8.23 | 8.4945 | 12.4787 | 9.2195 | 8.6556 | 8.23 | 8.23 | 9.9199 | 11.2534 | 14.7484 | 12.8008 | 7.3106 | 8.5356 | 20.376 | 25.627 | 0.28182 | 0.20909 | 0 | 0.081818 | 1101.5045 | 1091 | 1016 | 1035.5 | 1165.5 | 1204 | 0.62014 | 0.55921 | 0.38927 | 0.42916 | 0.79597 | 0.95826 | 9.4613 | 9.0991 | 8.671 | 8.9096 | 9.4273 | 10.2559 | #DIV/0! | #DIV/0! | #DIV/0! | 0.43173 | 0.5 | 0 | 0.5 | 0.5 | 0.5 | 89.19% | 0.48406 | 0.36958 | 0.39124 | 0 | 0 | 0.58193 | 0.82897 | 68.47% | 0.53978 | 0.087977 | 0 | 0 | 0 | 0.11991 | 0.35759 | 0.74581 | 33.33% | 0.26393 | 0.72093 | 0.89124 | 0 | 0 | 1.0819 | 1.329 | 1.9038 | 70.27% | 1.0259 | 0.34045 | 0 | 0 | 0 | 0 | 0.66875 | 7.3741 | 12.61% | 2.6993 | 4109.4719 | 3707.2533 | 2971.8063 | 3288.874 | 412999% | 6144.473 | 100% | 2887.2424 | 3602.6977 | 0 | 0 | 432789% | 5058.2009 | 67.57% | 6996.7143
2087 | 16.3133 | 16.3151 | 10.5911 | 13.1337 | 19.5919 | 22.2005 | 16.3133 | 15.7802 | 14.2101 | 14.8842 | 17.6658 | 19.2516 | 5.43 | 5.342 | 5.43 | 5.0724 | 5.3101 | 5.43 | 5.43 | 9.6582 | 9.4526 | 4.6307 | 6.651 | 12.4043 | 15.3898 | 16.9036 | 16.8084 | 8.9228 | 11.4537 | 23.3845 | 23.7996 | 0.41818 | 0.31818 | 0 | 0 | 3622.5946 | 3630 | 3542 | 3575 | 3681 | 3684 | 0.44252 | 0.39016 | 0.26954 | 0.34206 | 0.43137 | 0.5737 | 9.2163 | 8.23 | 8.23 | 8.23 | 8.4942 | 12.4787 | 9.2187 | 8.6553 | 8.23 | 8.23 | 9.9173 | 11.2534 | 14.746 | 12.8003 | 7.3105 | 8.5097 | 20.3758 | 25.6282 | 0.28182 | 0.20909 | 0 | 0.081818 | 1101.4685 | 1091 | 1016 | 1035 | 1165.5 | 1204 | 0.62003 | 0.55921 | 0.38927 | 0.42916 | 0.79597 | 0.95826 | 9.46 | 9.0991 | 8.671 | 8.9096 | 9.4273 | 10.2559 | #DIV/0! | #DIV/0! | #DIV/0! | 0.43173 | 0.5 | 0 | 0.5 | 0.5 | 0.5 | 89.19% | 0.48406 | 0.36963 | 0.39124 | 0 | 0 | 0.58193 | 0.82897 | 68.47% | 0.53985 | 0.087977 | 0 | 0 | 0 | 0.11991 | 0.35759 | 0.74581 | 33.33% | 0.26393 | 0.72098 | 0.89124 | 0 | 0 | 1.0819 | 1.329 | 1.9038 | 70.27% | 1.026 | 0.33925 | 0 | 0 | 0 | 0 | 0.66875 | 7.3741 | 12.61% | 2.6898 | 4109.2914 | 3707.2533 | 2971.8063 | 3288.874 | 412999% | 6144.473 | 100% | 2886.4621 | 3602.6977 | 0 | 0 | 432789% | 5058.2009 | 67.57% | 6995.7535
2088 | 16.3133 | 16.3151 | 10.5911 | 13.1337 | 19.5919 | 22.2005 | 16.3133 | 15.7802 | 14.2101 | 14.8842 | 17.6658 | 19.2516 | 5.43 | 5.342 | 5.43 | 5.0724 | 5.3101 | 5.43 | 5.43 | 9.6582 | 9.4526 | 4.6307 | 6.651 | 12.4043 | 15.3898 | 16.9032 | 16.8083 | 8.9217 | 11.4476 | 23.3845 | 23.7996 | 0.41818 | 0.31818 | 0 | 0 | 3622.5946 | 3630 | 3542 | 3575 | 3681 | 3684 | 0.44252 | 0.39642 | 0.26954 | 0.34206 | 0.50854 | 0.58561 | 9.216 | 8.23 | 8.23 | 8.23 | 8.4836 | 12.4787 | 9.2181 | 8.6551 | 8.23 | 8.23 | 9.9152 | 11.2534 | 14.7425 | 12.7998 | 7.3104 | 8.4882 | 20.3756 | 25.6274 | 0.27273 | 0.20909 | 0 | 0.081818 | 1101.4414 | 1091 | 1016 | 1034.5 | 1165.5 | 1204 | 0.61995 | 0.55921 | 0.38927 | 0.42814 | 0.79597 | 0.95826 | 9.461 | 9.0991 | 8.671 | 8.9096 | 9.4273 | 10.2559 | #DIV/0! | #DIV/0! | #DIV/0! | 0.43173 | 0.5 | 0 | 0.5 | 0.5 | 0.5 | 89.19% | 0.48406 | 0.36966 | 0.39124 | 0 | 0 | 0.58193 | 0.82897 | 68.47% | 0.5399 | 0.087977 | 0 | 0 | 0 | 0.11991 | 0.35759 | 0.74581 | 33.33% | 0.26393 | 0.72101 | 0.89124 | 0 | 0 | 1.0819 | 1.329 | 1.9038 | 70.27% | 1.0261 | 0.34022 | 0 | 0 | 0 | 0 | 0.66875 | 7.3741 | 12.61% | 2.6975 | 4109.1912 | 3707.2533 | 2971.8063 | 3288.874 | 412999% | 6144.473 | 100% | 2886.8337 | 3602.6977 | 0 | 0 | 432789% | 5058.2009 | 67.57% | 6996.0249
2089 | 16.3133 | 16.3151 | 10.5911 | 13.1337 | 19.5919 | 22.2005 | 16.3133 | 15.7802 | 14.2101 | 14.8842 | 17.6658 | 19.2516 | 5.43 | 5.342 | 5.43 | 5.0724 | 5.3101 | 5.43 | 5.43 | 9.6582 | 9.4526 | 4.6307 | 6.651 | 12.4043 | 15.3898 | 16.903 | 16.8088 | 8.9216 | 11.4471 | 23.3845 | 23.7996 | 0.41818 | 0.31818 | 0 | 0 | 3622.5856 | 3630 | 3542 | 3575 | 3681 | 3684 | 0.44252 | 0.39642 | 0.26954 | 0.34206 | 0.57965 | 0.5886 | 9.2159 | 8.23 | 8.23 | 8.23 | 8.4744 | 12.4787 | 9.2175 | 8.6549 | 8.23 | 8.23 | 9.9135 | 11.2534 | 14.7398 | 12.7993 | 7.3104 | 8.4792 | 20.3754 | 25.627 | 0.28182 | 0.20909 | 0 | 0.081818 | 1101.4144 | 1091 | 1016 | 1034.5 | 1165.5 | 1204 | 0.61991 | 0.55921 | 0.38927 | 0.42712 | 0.79597 | 0.95826 | 9.4599 | 9.0991 | 8.671 | 8.9096 | 9.4273 | 10.2559 | #DIV/0! | #DIV/0! | #DIV/0! | 0.43173 | 0.5 | 0 | 0.5 | 0.5 | 0.5 | 89.19% | 0.48406 | 0.36969 | 0.39124 | 0 | 0 | 0.58193 | 0.82897 | 68.47% | 0.53994 | 0.087977 | 0 | 0 | 0 | 0.11991 | 0.35759 | 0.74581 | 33.33% | 0.26393 | 0.72104 | 0.89124 | 0 | 0 | 1.0819 | 1.329 | 1.9038 | 70.27% | 1.0261 | 0.33921 | 0 | 0 | 0 | 0 | 0.66875 | 7.3741 | 12.61% | 2.6895 | 4109.0729 | 3707.2533 | 2971.8063 | 3288.874 | 412998% | 6144.473 | 100% | 2886.1435 | 3602.6977 | 0 | 0 | 432789% | 5058.2009 | 67.57% | 6995.2164
2090 | 16.3133 | 16.3151 | 10.5911 | 13.1337 | 19.5919 | 22.2005 | 16.3133 | 15.7802 | 14.2101 | 14.8842 | 17.6658 | 19.2516 | 5.43 | 5.342 | 5.43 | 5.0724 | 5.3101 | 5.43 | 5.43 | 9.6582 | 9.4526 | 4.6307 | 6.651 | 12.4043 | 15.3898 | 16.9029 | 16.8077 | 8.9215 | 11.4464 | 23.3845 | 23.7996 | 0.41818 | 0.31818 | 0 | 0 | 3622.5856 | 3630 | 3542 | 3575 | 3681 | 3684 | 0.4425 | 0.41937 | 0.26954 | 0.34206 | 0.5871 | 0.5886 | 9.2158 | 8.23 | 8.23 | 8.23 | 8.4697 | 12.4787 | 9.2171 | 8.6549 | 8.23 | 8.23 | 9.9124 | 11.2534 | 14.7383 | 12.799 | 7.3104 | 8.4753 | 20.3752 | 25.6282 | 0.28182 | 0.20909 | 0 | 0.081818 | 1101.3784 | 1091 | 1016 | 1034.5 | 1165.5 | 1204 | 0.61983 | 0.55921 | 0.38927 | 0.42712 | 0.79597 | 0.95826 | 9.4587 | 9.0991 | 8.671 | 8.9096 | 9.4273 | 10.2559 | #DIV/0! | #DIV/0! | #DIV/0! | 0.43173 | 0.5 | 0 | 0.5 | 0.5 | 0.5 | 89.19% | 0.48406 | 0.36969 | 0.39124 | 0 | 0 | 0.58193 | 0.82897 | 68.47% | 0.53994 | 0.087977 | 0 | 0 | 0 | 0.11991 | 0.35759 | 0.74581 | 33.33% | 0.26393 | 0.72104 | 0.89124 | 0 | 0 | 1.0819 | 1.329 | 1.9038 | 70.27% | 1.0261 | 0.33802 | 0 | 0 | 0 | 0 | 0.66875 | 7.3741 | 12.61% | 2.68 | 4108.9923 | 3707.2533 | 2971.8063 | 3288.874 | 412998% | 6144.473 | 100% | 2885.3546 | 3602.6977 | 0 | 0 | 432789% | 5058.2009 | 67.57% | 6994.3468
2091 | 16.3133 | 16.3151 | 10.5911 | 13.1337 | 19.5919 | 22.2005 | 16.3133 | 15.7802 | 14.2101 | 14.8842 | 17.6658 | 19.2516 | 5.43 | 5.342 | 5.43 | 5.0724 | 5.3101 | 5.43 | 5.43 | 9.6582 | 9.4526 | 4.6307 | 6.651 | 12.4043 | 15.3898 | 16.9028 | 16.8066 | 8.9214 | 11.4455 | 23.3845 | 23.7996 | 0.41818 | 0.31818 | 0 | 0 | 3622.5766 | 3630 | 3541 | 3575 | 3681 | 3684 | 0.4425 | 0.54742 | 0.33149 | 0.36826 | 0.5871 | 0.5886 | 9.2158 | 8.23 | 8.23 | 8.23 | 8.4695 | 12.4787 | 9.2167 | 8.6549 | 8.23 | 8.23 | 9.9114 | 11.2534 | 14.7356 | 12.7986 | 7.3103 | 8.4739 | 20.3749 | 25.6272 | 0.28182 | 0.20909 | 0 | 0.081818 | 1101.3694 | 1091 | 1016 | 1034.5 | 1165.5 | 1204 | 0.61975 | 0.55921 | 0.38927 | 0.42712 | 0.79597 | 0.95826 | 9.4601 | 9.0991 | 8.671 | 8.9096 | 9.4273 | 10.2559 | #DIV/0! | #DIV/0! | #DIV/0! | 0.43173 | 0.5 | 0 | 0.5 | 0.5 | 0.5 | 89.19% | 0.48406 | 0.3697 | 0.39124 | 0 | 0 | 0.58193 | 0.82897 | 68.47% | 0.53995 | 0.087977 | 0 | 0 | 0 | 0.11991 | 0.35759 | 0.74581 | 33.33% | 0.26393 | 0.72105 | 0.89124 | 0 | 0 | 1.0819 | 1.329 | 1.9038 | 70.27% | 1.0261 | 0.33941 | 0 | 0 | 0 | 0 | 0.66875 | 7.3741 | 12.61% | 2.691 | 4108.9518 | 3707.2533 | 2971.8063 | 3288.874 | 412998% | 6144.473 | 100% | 2885.9267 | 3601.0909 | 0 | 0 | 432789% | 5058.2009 | 67.57% | 6994.8785
2092 | 16.3133 | 16.3151 | 10.5911 | 13.1337 | 19.5919 | 22.2005 | 16.3133 | 15.7802 | 14.2101 | 14.8842 | 17.6658 | 19.2516 | 5.43 | 5.342 | 5.43 | 5.0724 | 5.3101 | 5.43 | 5.43 | 9.6582 | 9.4526 | 4.6307 | 6.651 | 12.4043 | 15.3898 | 16.9028 | 16.8059 | 8.9218 | 11.4452 | 23.3845 | 23.7996 | 0.41818 | 0.31818 | 0 | 0 | 3622.5856 | 3630 | 3542 | 3575 | 3681 | 3684 | 0.44248 | 0.54742 | 0.35262 | 0.40164 | 0.5871 | 0.5886 | 9.2157 | 8.23 | 8.23 | 8.23 | 8.4693 | 12.4787 | 9.2164 | 8.6549 | 8.23 | 8.23 | 9.9108 | 11.2534 | 14.7334 | 12.7982 | 7.3103 | 8.4732 | 20.3746 | 25.6271 | 0.27273 | 0.20909 | 0 | 0.081818 | 1101.3423 | 1091 | 1016 | 1034.5 | 1165.5 | 1204 | 0.61973 | 0.55921 | 0.38927 | 0.42712 | 0.79597 | 0.95826 | 9.4595 | 9.0991 | 8.671 | 8.9096 | 9.4273 | 10.2559 | #DIV/0! | #DIV/0! | #DIV/0! | 0.43173 | 0.5 | 0 | 0.5 | 0.5 | 0.5 | 89.19% | 0.48406 | 0.3697 | 0.39124 | 0 | 0 | 0.58193 | 0.82897 | 68.47% | 0.53995 | 0.087977 | 0 | 0 | 0 | 0.11991 | 0.35759 | 0.74581 | 33.33% | 0.26393 | 0.72105 | 0.89124 | 0 | 0 | 1.0819 | 1.329 | 1.9038 | 70.27% | 1.0261 | 0.33874 | 0 | 0 | 0 | 0 | 0.66875 | 7.3741 | 12.61% | 2.6857 | 4108.9493 | 3707.2533 | 2971.8063 | 3288.874 | 412998% | 6144.473 | 100% | 2885.4432 | 3601.0909 | 0 | 0 | 432789% | 5058.2009 | 67.57% | 6994.3925
2093 | 16.3133 | 16.3151 | 10.5911 | 13.1337 | 19.5919 | 22.2005 | 16.3133 | 15.7802 | 14.2101 | 14.8842 | 17.6658 | 19.2516 | 5.43 | 5.342 | 5.43 | 5.0724 | 5.3101 | 5.43 | 5.43 | 9.6582 | 9.4526 | 4.6307 | 6.651 | 12.4043 | 15.3898 | 16.9027 | 16.8053 | 8.9207 | 11.4449 | 23.3845 | 23.7996 | 0.41818 | 0.31818 | 0 | 0 | 3622.5766 | 3630 | 3541 | 3575 | 3681 | 3684 | 0.4425 | 0.54742 | 0.3839 | 0.41103 | 0.5871 | 0.5886 | 9.2157 | 8.23 | 8.23 | 8.23 | 8.4687 | 12.4787 | 9.2162 | 8.6549 | 8.23 | 8.23 | 9.9108 | 11.2534 | 14.7319 | 12.7979 | 7.3103 | 8.4725 | 20.3748 | 25.6265 | 0.27273 | 0.20909 | 0 | 0.081818 | 1101.3333 | 1091 | 1016 | 1034.5 | 1165.5 | 1204 | 0.61963 | 0.55921 | 0.38927 | 0.42712 | 0.79597 | 0.95826 | 9.459 | 9.0991 | 8.671 | 8.9096 | 9.4273 | 10.2559 | #DIV/0! | #DIV/0! | #DIV/0! | 0.43173 | 0.5 | 0 | 0.5 | 0.5 | 0.5 | 89.19% | 0.48406 | 0.3697 | 0.39124 | 0 | 0 | 0.58193 | 0.82897 | 68.47% | 0.53995 | 0.087977 | 0 | 0 | 0 | 0.11991 | 0.35759 | 0.74581 | 33.33% | 0.26393 | 0.72105 | 0.89124 | 0 | 0 | 1.0819 | 1.329 | 1.9038 | 70.27% | 1.0261 | 0.33829 | 0 | 0 | 0 | 0 | 0.66875 | 7.3741 | 12.61% | 2.6821 | 4108.9444 | 3707.2533 | 2971.8063 | 3288.874 | 412998% | 6144.473 | 100% | 2885.0178 | 3601.0909 | 0 | 0 | 432789% | 5058.2009 | 67.57% | 6993.9622
2094 | 16.3133 | 16.3151 | 10.5911 | 13.1337 | 19.5919 | 22.2005 | 16.3133 | 15.7802 | 14.2101 | 14.8842 | 17.6658 | 19.2516 | 5.43 | 5.342 | 5.43 | 5.0724 | 5.3101 | 5.43 | 5.43 | 9.6582 | 9.4526 | 4.6307 | 6.651 | 12.4043 | 15.3898 | 16.9026 | 16.8045 | 8.9197 | 11.4454 | 23.3845 | 23.7996 | 0.41818 | 0.31818 | 0 | 0 | 3622.5766 | 3630 | 3541 | 3575 | 3681 | 3684 | 0.44248 | 0.54742 | 0.37186 | 0.39329 | 0.5871 | 0.5886 | 9.2157 | 8.23 | 8.23 | 8.23 | 8.4686 | 12.4787 | 9.216 | 8.6549 | 8.23 | 8.23 | 9.9108 | 11.2534 | 14.7307 | 12.7989 | 7.3103 | 8.4718 | 20.3745 | 25.628 | 0.27273 | 0.20909 | 0 | 0.081818 | 1101.3333 | 1091 | 1016 | 1034.5 | 1165.5 | 1204 | 0.61959 | 0.55921 | 0.38927 | 0.42712 | 0.79597 | 0.95826 | 9.4586 | 9.0991 | 8.671 | 8.9096 | 9.4273 | 10.2559 | #DIV/0! | #DIV/0! | #DIV/0! | 0.43173 | 0.5 | 0 | 0.5 | 0.5 | 0.5 | 89.19% | 0.48406 | 0.3697 | 0.39124 | 0 | 0 | 0.58193 | 0.82897 | 68.47% | 0.53995 | 0.087977 | 0 | 0 | 0 | 0.11991 | 0.35759 | 0.74581 | 33.33% | 0.26393 | 0.72105 | 0.89124 | 0 | 0 | 1.0819 | 1.329 | 1.9038 | 70.27% | 1.0261 | 0.33792 | 0 | 0 | 0 | 0 | 0.66875 | 7.3741 | 12.61% | 2.6792 | 4108.9097 | 3707.2533 | 2971.8063 | 3288.874 | 412998% | 6144.473 | 100% | 2884.7914 | 3601.0909 | 0 | 0 | 432789% | 5058.2009 | 67.57% | 6993.7011
2095 | 16.3133 | 16.3151 | 10.5911 | 13.1337 | 19.5919 | 22.2005 | 16.3133 | 15.7802 | 14.2101 | 14.8842 | 17.6658 | 19.2516 | 5.43 | 5.342 | 5.43 | 5.0724 | 5.3101 | 5.43 | 5.43 | 9.6582 | 9.4526 | 4.6307 | 6.651 | 12.4043 | 15.3898 | 16.9026 | 16.8038 | 8.9189 | 11.4446 | 23.3845 | 23.7996 | 0.41818 | 0.31818 | 0 | 0 | 3622.5766 | 3630 | 3541 | 3575 | 3681 | 3684 | 0.44248 | 0.54742 | 0.37186 | 0.39329 | 0.5871 | 0.5886 | 9.2157 | 8.23 | 8.23 | 8.23 | 8.4686 | 12.4787 | 9.2159 | 8.6549 | 8.23 | 8.23 | 9.9107 | 11.2534 | 14.7297 | 12.7985 | 7.3103 | 8.4713 | 20.3743 | 25.6276 | 0.27273 | 0.20909 | 0 | 0.081818 | 1101.3243 | 1091 | 1016 | 1034.5 | 1165.5 | 1204 | 0.61959 | 0.55921 | 0.38927 | 0.42712 | 0.79597 | 0.95826 | 9.4584 | 9.0991 | 8.671 | 8.9096 | 9.4273 | 10.2559 | #DIV/0! | #DIV/0! | #DIV/0! | 0.43173 | 0.5 | 0 | 0.5 | 0.5 | 0.5 | 89.19% | 0.48406 | 0.3697 | 0.39124 | 0 | 0 | 0.58193 | 0.82897 | 68.47% | 0.53995 | 0.087977 | 0 | 0 | 0 | 0.11991 | 0.35759 | 0.74581 | 33.33% | 0.26393 | 0.72105 | 0.89124 | 0 | 0 | 1.0819 | 1.329 | 1.9038 | 70.27% | 1.0261 | 0.33769 | 0 | 0 | 0 | 0 | 0.66875 | 7.3741 | 12.61% | 2.6774 | 4108.9092 | 3707.2533 | 2971.8063 | 3288.874 | 412998% | 6144.473 | 100% | 2884.638 | 3601.0909 | 0 | 0 | 432789% | 5058.2009 | 67.57% | 6993.5473
2096 | 16.3133 | 16.3151 | 10.5911 | 13.1337 | 19.5919 | 22.2005 | 16.3133 | 15.7802 | 14.2101 | 14.8842 | 17.6658 | 19.2516 | 5.43 | 5.342 | 5.43 | 5.0724 | 5.3101 | 5.43 | 5.43 | 9.6582 | 9.4526 | 4.6307 | 6.651 | 12.4043 | 15.3898 | 16.9025 | 16.8032 | 8.9183 | 11.4447 | 23.3845 | 23.7996 | 0.41818 | 0.31818 | 0 | 0 | 3622.5766 | 3630 | 3541 | 3575 | 3681 | 3684 | 0.44248 | 0.54742 | 0.37186 | 0.40059 | 0.5871 | 0.5886 | 9.2157 | 8.23 | 8.23 | 8.23 | 8.4693 | 12.4787 | 9.2158 | 8.6549 | 8.23 | 8.23 | 9.9107 | 11.2534 | 14.7291 | 12.7981 | 7.3103 | 8.4707 | 20.374 | 25.6274 | 0.27273 | 0.20909 | 0 | 0.081818 | 1101.3063 | 1091 | 1016 | 1034.5 | 1165.5 | 1204 | 0.61957 | 0.55921 | 0.38927 | 0.42712 | 0.79597 | 0.95826 | 9.4581 | 9.0991 | 8.671 | 8.9096 | 9.4273 | 10.2559 | #DIV/0! | #DIV/0! | #DIV/0! | 0.43173 | 0.5 | 0 | 0.5 | 0.5 | 0.5 | 89.19% | 0.48406 | 0.3697 | 0.39124 | 0 | 0 | 0.58193 | 0.82897 | 68.47% | 0.53995 | 0.087977 | 0 | 0 | 0 | 0.11991 | 0.35759 | 0.74581 | 33.33% | 0.26393 | 0.72105 | 0.89124 | 0 | 0 | 1.0819 | 1.329 | 1.9038 | 70.27% | 1.0261 | 0.33738 | 0 | 0 | 0 | 0 | 0.66875 | 7.3741 | 12.61% | 2.675 | 4108.9154 | 3707.2533 | 2971.8063 | 3288.874 | 412998% | 6144.473 | 100% | 2884.3714 | 3601.0909 | 0 | 0 | 432789% | 5058.2009 | 67.57% | 6993.2868
2097 | 16.3133 | 16.3151 | 10.5911 | 13.1337 | 19.5919 | 22.2005 | 16.3133 | 15.7802 | 14.2101 | 14.8842 | 17.6658 | 19.2516 | 5.43 | 5.342 | 5.43 | 5.0724 | 5.3101 | 5.43 | 5.43 | 9.6582 | 9.4526 | 4.6307 | 6.651 | 12.4043 | 15.3898 | 16.9024 | 16.8027 | 8.9175 | 11.444 | 23.3845 | 23.7996 | 0.41818 | 0.31818 | 0 | 0 | 3622.5766 | 3630 | 3541 | 3575 | 3681 | 3684 | 0.44248 | 0.48263 | 0.343 | 0.38518 | 0.5871 | 0.5886 | 9.2157 | 8.23 | 8.23 | 8.23 | 8.4687 | 12.4787 | 9.2158 | 8.6549 | 8.23 | 8.23 | 9.9107 | 11.2534 | 14.7286 | 12.7976 | 7.3103 | 8.4702 | 20.3738 | 25.627 | 0.27273 | 0.20909 | 0 | 0.081818 | 1101.3063 | 1091 | 1016 | 1034.5 | 1165.5 | 1204 | 0.61949 | 0.55921 | 0.38927 | 0.42712 | 0.79597 | 0.95826 | 9.458 | 9.0991 | 8.671 | 8.9096 | 9.4273 | 10.2559 | #DIV/0! | #DIV/0! | #DIV/0! | 0.43173 | 0.5 | 0 | 0.5 | 0.5 | 0.5 | 89.19% | 0.48406 | 0.3697 | 0.39124 | 0 | 0 | 0.58193 | 0.82897 | 68.47% | 0.53995 | 0.087977 | 0 | 0 | 0 | 0.11991 | 0.35759 | 0.74581 | 33.33% | 0.26393 | 0.72105 | 0.89124 | 0 | 0 | 1.0819 | 1.329 | 1.9038 | 70.27% | 1.0261 | 0.3373 | 0 | 0 | 0 | 0 | 0.66875 | 7.3741 | 12.61% | 2.6743 | 4108.911 | 3707.2533 | 2971.8063 | 3288.874 | 412998% | 6144.473 | 100% | 2884.2299 | 3601.0909 | 0 | 0 | 432789% | 5058.2009 | 67.57% | 6993.1409
2098 | 16.3133 | 16.3151 | 10.5911 | 13.1337 | 19.5919 | 22.2005 | 16.3133 | 15.7802 | 14.2101 | 14.8842 | 17.6658 | 19.2516 | 5.43 | 5.342 | 5.43 | 5.0724 | 5.3101 | 5.43 | 5.43 | 9.6582 | 9.4526 | 4.6307 | 6.651 | 12.4043 | 15.3898 | 16.9024 | 16.8022 | 8.9169 | 11.4436 | 23.3845 | 23.7996 | 0.41818 | 0.31818 | 0 | 0 | 3622.5766 | 3630 | 3541 | 3575 | 3681 | 3684 | 0.44248 | 0.45778 | 0.343 | 0.38518 | 0.56801 | 0.5886 | 9.2157 | 8.23 | 8.23 | 8.23 | 8.469 | 12.4787 | 9.2158 | 8.6549 | 8.23 | 8.23 | 9.9108 | 11.2534 | 14.7284 | 12.7972 | 7.3103 | 8.4697 | 20.3736 | 25.6269 | 0.27273 | 0.20909 | 0 | 0.081818 | 1101.3063 | 1091 | 1016 | 1034.5 | 1165.5 | 1204 | 0.61949 | 0.55921 | 0.38927 | 0.42712 | 0.79597 | 0.95826 | 9.4578 | 9.0991 | 8.671 | 8.9096 | 9.4273 | 10.2559 | #DIV/0! | #DIV/0! | #DIV/0! | 0.43173 | 0.5 | 0 | 0.5 | 0.5 | 0.5 | 89.19% | 0.48406 | 0.3697 | 0.39124 | 0 | 0 | 0.58193 | 0.82897 | 68.47% | 0.53995 | 0.087977 | 0 | 0 | 0 | 0.11991 | 0.35759 | 0.74581 | 33.33% | 0.26393 | 0.72105 | 0.89124 | 0 | 0 | 1.0819 | 1.329 | 1.9038 | 70.27% | 1.0261 | 0.33707 | 0 | 0 | 0 | 0 | 0.66875 | 7.3741 | 12.61% | 2.6725 | 4108.9127 | 3707.2533 | 2971.8063 | 3288.874 | 412998% | 6144.473 | 100% | 2884.1175 | 3601.0909 | 0 | 0 | 432789% | 5058.2009 | 67.57% | 6993.0301
2099 | 16.3133 | 16.3151 | 10.5911 | 13.1337 | 19.5919 | 22.2005 | 16.3133 | 15.7802 | 14.2101 | 14.8842 | 17.6658 | 19.2516 | 5.43 | 5.342 | 5.43 | 5.0724 | 5.3101 | 5.43 | 5.43 | 9.6582 | 9.4526 | 4.6307 | 6.651 | 12.4043 | 15.3898 | 16.9023 | 16.8018 | 8.9163 | 11.4432 | 23.3845 | 23.7996 | 0.41818 | 0.31818 | 0 | 0 | 3622.5766 | 3630 | 3541 | 3575 | 3681 | 3684 | 0.44248 | 0.45778 | 0.343 | 0.38518 | 0.51503 | 0.5886 | 9.2157 | 8.23 | 8.23 | 8.23 | 8.4685 | 12.4787 | 9.2157 | 8.6549 | 8.23 | 8.23 | 9.9107 | 11.2534 | 14.7282 | 12.7968 | 7.3103 | 8.4693 | 20.3734 | 25.6266 | 0.27273 | 0.20909 | 0 | 0.081818 | 1101.2973 | 1091 | 1016 | 1034.5 | 1165.5 | 1204 | 0.61949 | 0.55921 | 0.38927 | 0.42712 | 0.79597 | 0.95826 | 9.4577 | 9.0991 | 8.671 | 8.9096 | 9.4273 | 10.2559 | #DIV/0! | #DIV/0! | #DIV/0! | 0.43173 | 0.5 | 0 | 0.5 | 0.5 | 0.5 | 89.19% | 0.48406 | 0.3697 | 0.39124 | 0 | 0 | 0.58193 | 0.82897 | 68.47% | 0.53995 | 0.087977 | 0 | 0 | 0 | 0.11991 | 0.35759 | 0.74581 | 33.33% | 0.26393 | 0.72105 | 0.89124 | 0 | 0 | 1.0819 | 1.329 | 1.9038 | 70.27% | 1.0261 | 0.33699 | 0 | 0 | 0 | 0 | 0.66875 | 7.3741 | 12.61% | 2.6718 | 4108.9086 | 3707.2533 | 2971.8063 | 3288.874 | 412998% | 6144.473 | 100% | 2884.0384 | 3601.0909 | 0 | 0 | 432789% | 5058.2009 | 67.57% | 6992.947
2100 | 16.3133 | 16.3151 | 10.5911 | 13.1337 | 19.5919 | 22.2005 | 16.3133 | 15.7802 | 14.2101 | 14.8842 | 17.6658 | 19.2516 | 5.43 | 5.342 | 5.43 | 5.0724 | 5.3101 | 5.43 | 5.43 | 9.6582 | 9.4526 | 4.6307 | 6.651 | 12.4043 | 15.3898 | 16.9023 | 16.8015 | 8.9157 | 11.4428 | 23.3845 | 23.7996 | 0.41818 | 0.31818 | 0 | 0 | 3622.5766 | 3630 | 3541 | 3575 | 3681 | 3684 | 0.44248 | 0.45778 | 0.343 | 0.38518 | 0.51503 | 0.57961 | 9.2157 | 8.23 | 8.23 | 8.23 | 8.4681 | 12.4787 | 9.2157 | 8.6549 | 8.23 | 8.23 | 9.9108 | 11.2534 | 14.7281 | 12.7963 | 7.3103 | 8.4689 | 20.3733 | 25.6265 | 0.27273 | 0.20909 | 0 | 0.081818 | 1101.3063 | 1091 | 1016 | 1034.5 | 1165.5 | 1204 | 0.61947 | 0.55921 | 0.38927 | 0.42712 | 0.79597 | 0.95826 | 9.4577 | 9.0991 | 8.671 | 8.9096 | 9.4273 | 10.2559 | #DIV/0! | #DIV/0! | #DIV/0! | 0.43173 | 0.5 | 0 | 0.5 | 0.5 | 0.5 | 89.19% | 0.48406 | 0.3697 | 0.39124 | 0 | 0 | 0.58193 | 0.82897 | 68.47% | 0.53995 | 0.087977 | 0 | 0 | 0 | 0.11991 | 0.35759 | 0.74581 | 33.33% | 0.26393 | 0.72105 | 0.89124 | 0 | 0 | 1.0819 | 1.329 | 1.9038 | 70.27% | 1.0261 | 0.33695 | 0 | 0 | 0 | 0 | 0.66875 | 7.3741 | 12.61% | 2.6715 | 4108.9053 | 3707.2533 | 2971.8063 | 3288.874 | 412998% | 6144.473 | 100% | 2884.0191 | 3601.0909 | 0 | 0 | 432789% | 5058.2009 | 67.57% | 6992.9244
2101 | 16.3133 | 16.3151 | 10.5911 | 13.1337 | 19.5919 | 22.2005 | 16.3133 | 15.7802 | 14.2101 | 14.8842 | 17.6658 | 19.2516 | 5.43 | 5.342 | 5.43 | 5.0724 | 5.3101 | 5.43 | 5.43 | 9.6582 | 9.4526 | 4.6307 | 6.651 | 12.4043 | 15.3898 | 16.9022 | 16.8012 | 8.9152 | 11.4424 | 23.3845 | 23.7996 | 0.41818 | 0.31818 | 0 | 0 | 3622.5766 | 3630 | 3541 | 3575 | 3681 | 3684 | 0.44248 | 0.45778 | 0.343 | 0.38518 | 0.51503 | 0.57961 | 9.2157 | 8.23 | 8.23 | 8.23 | 8.4678 | 12.4787 | 9.2157 | 8.6549 | 8.23 | 8.23 | 9.9107 | 11.2534 | 14.728 | 12.7956 | 7.3103 | 8.4686 | 20.3732 | 25.6265 | 0.27273 | 0.20909 | 0 | 0.081818 | 1101.3063 | 1091 | 1016 | 1034.5 | 1165.5 | 1204 | 0.61949 | 0.55921 | 0.38927 | 0.42712 | 0.79597 | 0.95826 | 9.4576 | 9.0991 | 8.671 | 8.9096 | 9.4273 | 10.2559 | #DIV/0! | #DIV/0! | #DIV/0! | 0.43173 | 0.5 | 0 | 0.5 | 0.5 | 0.5 | 89.19% | 0.48406 | 0.3697 | 0.39124 | 0 | 0 | 0.58193 | 0.82897 | 68.47% | 0.53995 | 0.087977 | 0 | 0 | 0 | 0.11991 | 0.35759 | 0.74581 | 33.33% | 0.26393 | 0.72105 | 0.89124 | 0 | 0 | 1.0819 | 1.329 | 1.9038 | 70.27% | 1.0261 | 0.33693 | 0 | 0 | 0 | 0 | 0.66875 | 7.3741 | 12.61% | 2.6714 | 4108.9024 | 3707.2533 | 2971.8063 | 3288.874 | 412998% | 6144.473 | 100% | 2884.0463 | 3601.0909 | 0 | 0 | 432789% | 5058.2009 | 67.57% | 6992.9487
2102 | 16.3133 | 16.3151 | 10.5911 | 13.1337 | 19.5919 | 22.2005 | 16.3133 | 15.7802 | 14.2101 | 14.8842 | 17.6658 | 19.2516 | 5.43 | 5.342 | 5.43 | 5.0724 | 5.3101 | 5.43 | 5.43 | 9.6582 | 9.4526 | 4.6307 | 6.651 | 12.4043 | 15.3898 | 16.9022 | 16.801 | 8.9148 | 11.4421 | 23.3845 | 23.7996 | 0.41818 | 0.31818 | 0 | 0 | 3622.5766 | 3630 | 3541 | 3575 | 3681 | 3684 | 0.44248 | 0.45778 | 0.343 | 0.38518 | 0.53112 | 0.5886 | 9.2157 | 8.23 | 8.23 | 8.23 | 8.4674 | 12.4787 | 9.2157 | 8.6549 | 8.23 | 8.23 | 9.9107 | 11.2534 | 14.7278 | 12.7961 | 7.3103 | 8.4695 | 20.3731 | 25.6265 | 0.27273 | 0.20909 | 0 | 0.081818 | 1101.2883 | 1091 | 1016 | 1034.5 | 1165.5 | 1204 | 0.61949 | 0.55921 | 0.38927 | 0.42712 | 0.79597 | 0.95826 | 9.4576 | 9.0991 | 8.671 | 8.9096 | 9.4273 | 10.2559 | #DIV/0! | #DIV/0! | #DIV/0! | 0.43173 | 0.5 | 0 | 0.5 | 0.5 | 0.5 | 89.19% | 0.48406 | 0.3697 | 0.39124 | 0 | 0 | 0.58193 | 0.82897 | 68.47% | 0.53995 | 0.087977 | 0 | 0 | 0 | 0.11991 | 0.35759 | 0.74581 | 33.33% | 0.26393 | 0.72105 | 0.89124 | 0 | 0 | 1.0819 | 1.329 | 1.9038 | 70.27% | 1.0261 | 0.33691 | 0 | 0 | 0 | 0 | 0.66875 | 7.3741 | 12.61% | 2.6713 | 4108.8989 | 3707.2533 | 2971.8063 | 3288.874 | 412998% | 6144.473 | 100% | 2883.9655 | 3601.0909 | 0 | 0 | 432789% | 5058.2009 | 67.57% | 6992.8644
2103 | 16.3133 | 16.3151 | 10.5911 | 13.1337 | 19.5919 | 22.2005 | 16.3133 | 15.7802 | 14.2101 | 14.8842 | 17.6658 | 19.2516 | 5.43 | 5.342 | 5.43 | 5.0724 | 5.3101 | 5.43 | 5.43 | 9.6582 | 9.4526 | 4.6307 | 6.651 | 12.4043 | 15.3898 | 16.9022 | 16.8009 | 8.9145 | 11.4419 | 23.3845 | 23.7996 | 0.41818 | 0.31818 | 0 | 0 | 3622.5766 | 3630 | 3541 | 3575 | 3681 | 3684 | 0.44248 | 0.45778 | 0.343 | 0.38518 | 0.55768 | 0.5886 | 9.2157 | 8.23 | 8.23 | 8.23 | 8.4671 | 12.4787 | 9.2157 | 8.6549 | 8.23 | 8.23 | 9.9106 | 11.2534 | 14.7278 | 12.7955 | 7.3103 | 8.4698 | 20.373 | 25.6265 | 0.27273 | 0.20909 | 0 | 0.081818 | 1101.2883 | 1091 | 1016 | 1034.5 | 1165.5 | 1204 | 0.61943 | 0.55921 | 0.38927 | 0.42712 | 0.79597 | 0.95826 | 9.4577 | 9.0991 | 8.671 | 8.9096 | 9.4273 | 10.2559 | #DIV/0! | #DIV/0! | #DIV/0! | 0.43173 | 0.5 | 0 | 0.5 | 0.5 | 0.5 | 89.19% | 0.48406 | 0.3697 | 0.39124 | 0 | 0 | 0.58193 | 0.82897 | 68.47% | 0.53995 | 0.087977 | 0 | 0 | 0 | 0.11991 | 0.35759 | 0.74581 | 33.33% | 0.26393 | 0.72105 | 0.89124 | 0 | 0 | 1.0819 | 1.329 | 1.9038 | 70.27% | 1.0261 | 0.33694 | 0 | 0 | 0 | 0 | 0.66875 | 7.3741 | 12.61% | 2.6714 | 4108.8958 | 3707.2533 | 2971.8063 | 3288.874 | 412998% | 6144.473 | 100% | 2883.8897 | 3601.0909 | 0 | 0 | 432789% | 5058.2009 | 67.57% | 6992.7855
2104 | 16.3133 | 16.3151 | 10.5911 | 13.1337 | 19.5919 | 22.2005 | 16.3133 | 15.7802 | 14.2101 | 14.8842 | 17.6658 | 19.2516 | 5.43 | 5.342 | 5.43 | 5.0724 | 5.3101 | 5.43 | 5.43 | 9.6582 | 9.4526 | 4.6307 | 6.651 | 12.4043 | 15.3898 | 16.9022 | 16.8009 | 8.9142 | 11.4416 | 23.3845 | 23.7996 | 0.41818 | 0.31818 | 0 | 0 | 3622.5766 | 3630 | 3541 | 3575 | 3681 | 3684 | 0.44248 | 0.46738 | 0.343 | 0.38518 | 0.55768 | 0.5886 | 9.2157 | 8.23 | 8.23 | 8.23 | 8.4668 | 12.4787 | 9.2157 | 8.6549 | 8.23 | 8.23 | 9.9106 | 11.2534 | 14.7277 | 12.795 | 7.3103 | 8.4689 | 20.3729 | 25.6265 | 0.27273 | 0.20909 | 0 | 0.081818 | 1101.2883 | 1091 | 1016 | 1034.5 | 1165.5 | 1204 | 0.61943 | 0.55921 | 0.38927 | 0.42712 | 0.79597 | 0.95826 | 9.4576 | 9.0991 | 8.671 | 8.9096 | 9.4273 | 10.2559 | #DIV/0! | #DIV/0! | #DIV/0! | 0.43173 | 0.5 | 0 | 0.5 | 0.5 | 0.5 | 89.19% | 0.48406 | 0.3697 | 0.39124 | 0 | 0 | 0.58193 | 0.82897 | 68.47% | 0.53995 | 0.087977 | 0 | 0 | 0 | 0.11991 | 0.35759 | 0.74581 | 33.33% | 0.26393 | 0.72105 | 0.89124 | 0 | 0 | 1.0819 | 1.329 | 1.9038 | 70.27% | 1.0261 | 0.33693 | 0 | 0 | 0 | 0 | 0.66875 | 7.3741 | 12.61% | 2.6713 | 4108.8931 | 3707.2533 | 2971.8063 | 3288.874 | 412998% | 6144.473 | 100% | 2883.8834 | 3601.0909 | 0 | 0 | 432789% | 5058.2009 | 67.57% | 6992.7765
2105 | 16.3133 | 16.3151 | 10.5911 | 13.1337 | 19.5919 | 22.2005 | 16.3133 | 15.7802 | 14.2101 | 14.8842 | 17.6658 | 19.2516 | 5.43 | 5.342 | 5.43 | 5.0724 | 5.3101 | 5.43 | 5.43 | 9.6582 | 9.4526 | 4.6307 | 6.651 | 12.4043 | 15.3898 | 16.9021 | 16.8009 | 8.9141 | 11.4414 | 23.3845 | 23.7996 | 0.41818 | 0.31818 | 0 | 0 | 3622.5766 | 3630 | 3541 | 3575 | 3681 | 3684 | 0.44248 | 0.46738 | 0.343 | 0.37556 | 0.55768 | 0.5886 | 9.2157 | 8.23 | 8.23 | 8.23 | 8.4665 | 12.4787 | 9.2157 | 8.6549 | 8.23 | 8.23 | 9.9106 | 11.2534 | 14.7276 | 12.7945 | 7.3103 | 8.4697 | 20.3729 | 25.6265 | 0.27273 | 0.20909 | 0 | 0.081818 | 1101.2883 | 1091 | 1016 | 1034.5 | 1165.5 | 1204 | 0.61943 | 0.55921 | 0.38927 | 0.42712 | 0.79597 | 0.95826 | 9.4576 | 9.0991 | 8.671 | 8.9096 | 9.4273 | 10.2559 | #DIV/0! | #DIV/0! | #DIV/0! | 0.43173 | 0.5 | 0 | 0.5 | 0.5 | 0.5 | 89.19% | 0.48406 | 0.3697 | 0.39124 | 0 | 0 | 0.58193 | 0.82897 | 68.47% | 0.53995 | 0.087977 | 0 | 0 | 0 | 0.11991 | 0.35759 | 0.74581 | 33.33% | 0.26393 | 0.72105 | 0.89124 | 0 | 0 | 1.0819 | 1.329 | 1.9038 | 70.27% | 1.0261 | 0.33691 | 0 | 0 | 0 | 0 | 0.66875 | 7.3741 | 12.61% | 2.6712 | 4108.8907 | 3707.2533 | 2971.8063 | 3288.874 | 412998% | 6144.473 | 100% | 2883.8768 | 3601.0909 | 0 | 0 | 432789% | 5058.2009 | 67.57% | 6992.7674
2106 | 16.3133 | 16.3151 | 10.5911 | 13.1337 | 19.5919 | 22.2005 | 16.3133 | 15.7802 | 14.2101 | 14.8842 | 17.6658 | 19.2516 | 5.43 | 5.342 | 5.43 | 5.0724 | 5.3101 | 5.43 | 5.43 | 9.6582 | 9.4526 | 4.6307 | 6.651 | 12.4043 | 15.3898 | 16.9021 | 16.8009 | 8.914 | 11.4413 | 23.3845 | 23.7996 | 0.41818 | 0.31818 | 0 | 0 | 3622.5766 | 3630 | 3541 | 3575 | 3681 | 3684 | 0.44248 | 0.46738 | 0.343 | 0.37556 | 0.55768 | 0.5886 | 9.2157 | 8.23 | 8.23 | 8.23 | 8.4663 | 12.4787 | 9.2157 | 8.6549 | 8.23 | 8.23 | 9.9105 | 11.2534 | 14.7275 | 12.794 | 7.3103 | 8.4705 | 20.3729 | 25.6265 | 0.27273 | 0.20909 | 0 | 0.081818 | 1101.2883 | 1091 | 1016 | 1034.5 | 1165.5 | 1204 | 0.61943 | 0.55921 | 0.38927 | 0.42712 | 0.79597 | 0.95826 | 9.4576 | 9.0991 | 8.671 | 8.9096 | 9.4273 | 10.2559 | #DIV/0! | #DIV/0! | #DIV/0! | 0.43173 | 0.5 | 0 | 0.5 | 0.5 | 0.5 | 89.19% | 0.48406 | 0.3697 | 0.39124 | 0 | 0 | 0.58193 | 0.82897 | 68.47% | 0.53995 | 0.087977 | 0 | 0 | 0 | 0.11991 | 0.35759 | 0.74581 | 33.33% | 0.26393 | 0.72105 | 0.89124 | 0 | 0 | 1.0819 | 1.329 | 1.9038 | 70.27% | 1.0261 | 0.3369 | 0 | 0 | 0 | 0 | 0.66875 | 7.3741 | 12.61% | 2.6712 | 4108.8884 | 3707.2533 | 2971.8063 | 3288.874 | 412998% | 6144.473 | 100% | 2883.8708 | 3601.0909 | 0 | 0 | 432789% | 5058.2009 | 67.57% | 6992.7592
2107 | 16.3133 | 16.3151 | 10.5911 | 13.1337 | 19.5919 | 22.2005 | 16.3133 | 15.7802 | 14.2101 | 14.8842 | 17.6658 | 19.2516 | 5.43 | 5.342 | 5.43 | 5.0724 | 5.3101 | 5.43 | 5.43 | 9.6582 | 9.4526 | 4.6307 | 6.651 | 12.4043 | 15.3898 | 16.9021 | 16.8009 | 8.9139 | 11.4411 | 23.3845 | 23.7996 | 0.41818 | 0.31818 | 0 | 0 | 3622.5766 | 3630 | 3541 | 3575 | 3681 | 3684 | 0.44248 | 0.46738 | 0.28691 | 0.34781 | 0.55768 | 0.5886 | 9.2157 | 8.23 | 8.23 | 8.23 | 8.4661 | 12.4787 | 9.2157 | 8.6549 | 8.23 | 8.23 | 9.9105 | 11.2534 | 14.7275 | 12.7937 | 7.3103 | 8.47 | 20.3729 | 25.6265 | 0.27273 | 0.20909 | 0 | 0.081818 | 1101.2883 | 1091 | 1016 | 1034.5 | 1165.5 | 1204 | 0.61943 | 0.55921 | 0.38927 | 0.42712 | 0.79597 | 0.95826 | 9.4576 | 9.0991 | 8.671 | 8.9096 | 9.4273 | 10.2559 | #DIV/0! | #DIV/0! | #DIV/0! | 0.43173 | 0.5 | 0 | 0.5 | 0.5 | 0.5 | 89.19% | 0.48406 | 0.3697 | 0.39124 | 0 | 0 | 0.58193 | 0.82897 | 68.47% | 0.53995 | 0.087977 | 0 | 0 | 0 | 0.11991 | 0.35759 | 0.74581 | 33.33% | 0.26393 | 0.72105 | 0.89124 | 0 | 0 | 1.0819 | 1.329 | 1.9038 | 70.27% | 1.0261 | 0.33689 | 0 | 0 | 0 | 0 | 0.66875 | 7.3741 | 12.61% | 2.6711 | 4108.8866 | 3707.2533 | 2971.8063 | 3288.874 | 412998% | 6144.473 | 100% | 2883.8655 | 3601.0909 | 0 | 0 | 432789% | 5058.2009 | 67.57% | 6992.7521
2108 | 16.3133 | 16.3151 | 10.5911 | 13.1337 | 19.5919 | 22.2005 | 16.3133 | 15.7802 | 14.2101 | 14.8842 | 17.6658 | 19.2516 | 5.43 | 5.342 | 5.43 | 5.0724 | 5.3101 | 5.43 | 5.43 | 9.6582 | 9.4526 | 4.6307 | 6.651 | 12.4043 | 15.3898 | 16.9021 | 16.8009 | 8.9139 | 11.441 | 23.3845 | 23.7996 | 0.41818 | 0.31818 | 0 | 0 | 3622.5766 | 3630 | 3541 | 3575 | 3681 | 3684 | 0.44248 | 0.46738 | 0.26781 | 0.31977 | 0.55768 | 0.5886 | 9.2157 | 8.23 | 8.23 | 8.23 | 8.4659 | 12.4787 | 9.2157 | 8.6549 | 8.23 | 8.23 | 9.9105 | 11.2534 | 14.7274 | 12.7933 | 7.3103 | 8.4696 | 20.3729 | 25.6264 | 0.27273 | 0.20909 | 0 | 0.081818 | 1101.2883 | 1091 | 1016 | 1034.5 | 1165.5 | 1204 | 0.61943 | 0.55921 | 0.38927 | 0.42712 | 0.79597 | 0.95826 | 9.4576 | 9.0991 | 8.671 | 8.9096 | 9.4273 | 10.2559 | #DIV/0! | #DIV/0! | #DIV/0! | 0.43173 | 0.5 | 0 | 0.5 | 0.5 | 0.5 | 89.19% | 0.48406 | 0.3697 | 0.39124 | 0 | 0 | 0.58193 | 0.82897 | 68.47% | 0.53995 | 0.087977 | 0 | 0 | 0 | 0.11991 | 0.35759 | 0.74581 | 33.33% | 0.26393 | 0.72105 | 0.89124 | 0 | 0 | 1.0819 | 1.329 | 1.9038 | 70.27% | 1.0261 | 0.33688 | 0 | 0 | 0 | 0 | 0.66875 | 7.3741 | 12.61% | 2.671 | 4108.8851 | 3707.2533 | 2971.8063 | 3288.874 | 412998% | 6144.473 | 100% | 2883.8606 | 3601.0909 | 0 | 0 | 432789% | 5058.2009 | 67.57% | 6992.7457
2109 | 16.3133 | 16.3151 | 10.5911 | 13.1337 | 19.5919 | 22.2005 | 16.3133 | 15.7802 | 14.2101 | 14.8842 | 17.6658 | 19.2516 | 5.43 | 5.342 | 5.43 | 5.0724 | 5.3101 | 5.43 | 5.43 | 9.6582 | 9.4526 | 4.6307 | 6.651 | 12.4043 | 15.3898 | 16.9021 | 16.8009 | 8.9139 | 11.441 | 23.3845 | 23.7996 | 0.41818 | 0.31818 | 0 | 0 | 3622.5766 | 3630 | 3541 | 3575 | 3681 | 3684 | 0.44248 | 0.46738 | 0.2523 | 0.27736 | 0.55768 | 0.5886 | 9.2157 | 8.23 | 8.23 | 8.23 | 8.4658 | 12.4787 | 9.2157 | 8.6549 | 8.23 | 8.23 | 9.9104 | 11.2534 | 14.7273 | 12.793 | 7.3103 | 8.4692 | 20.3729 | 25.6264 | 0.27273 | 0.20909 | 0 | 0.081818 | 1101.2883 | 1091 | 1016 | 1034.5 | 1165.5 | 1204 | 0.61943 | 0.55921 | 0.38927 | 0.42712 | 0.79597 | 0.95826 | 9.4576 | 9.0991 | 8.671 | 8.9096 | 9.4273 | 10.2559 | #DIV/0! | #DIV/0! | #DIV/0! | 0.43173 | 0.5 | 0 | 0.5 | 0.5 | 0.5 | 89.19% | 0.48406 | 0.3697 | 0.39124 | 0 | 0 | 0.58193 | 0.82897 | 68.47% | 0.53995 | 0.087977 | 0 | 0 | 0 | 0.11991 | 0.35759 | 0.74581 | 33.33% | 0.26393 | 0.72105 | 0.89124 | 0 | 0 | 1.0819 | 1.329 | 1.9038 | 70.27% | 1.0261 | 0.33687 | 0 | 0 | 0 | 0 | 0.66875 | 7.3741 | 12.61% | 2.6709 | 4108.8839 | 3707.2533 | 2971.8063 | 3288.874 | 412998% | 6144.473 | 100% | 2883.856 | 3601.0909 | 0 | 0 | 432789% | 5058.2009 | 67.57% | 6992.7399
2110 | 16.3133 | 16.3151 | 10.5911 | 13.1337 | 19.5919 | 22.2005 | 16.3133 | 15.7802 | 14.2101 | 14.8842 | 17.6658 | 19.2516 | 5.43 | 5.342 | 5.43 | 5.0724 | 5.3101 | 5.43 | 5.43 | 9.6582 | 9.4526 | 4.6307 | 6.651 | 12.4043 | 15.3898 | 16.9021 | 16.8009 | 8.9139 | 11.441 | 23.3845 | 23.7996 | 0.41818 | 0.31818 | 0 | 0 | 3622.5766 | 3630 | 3541 | 3575 | 3681 | 3684 | 0.44248 | 0.35262 | 0.19893 | 0.26005 | 0.55768 | 0.5886 | 9.2157 | 8.23 | 8.23 | 8.23 | 8.4657 | 12.4787 | 9.2157 | 8.6549 | 8.23 | 8.23 | 9.9104 | 11.2534 | 14.7273 | 12.7928 | 7.3103 | 8.4686 | 20.3729 | 25.6264 | 0.27273 | 0.20909 | 0 | 0.081818 | 1101.2883 | 1091 | 1016 | 1034.5 | 1165.5 | 1204 | 0.61943 | 0.55921 | 0.38927 | 0.42712 | 0.79597 | 0.95826 | 9.4576 | 9.0991 | 8.671 | 8.9096 | 9.4273 | 10.2559 | #DIV/0! | #DIV/0! | #DIV/0! | 0.43173 | 0.5 | 0 | 0.5 | 0.5 | 0.5 | 89.19% | 0.48406 | 0.3697 | 0.39124 | 0 | 0 | 0.58193 | 0.82897 | 68.47% | 0.53995 | 0.087977 | 0 | 0 | 0 | 0.11991 | 0.35759 | 0.74581 | 33.33% | 0.26393 | 0.72105 | 0.89124 | 0 | 0 | 1.0819 | 1.329 | 1.9038 | 70.27% | 1.0261 | 0.33687 | 0 | 0 | 0 | 0 | 0.66875 | 7.3741 | 12.61% | 2.6709 | 4108.8831 | 3707.2533 | 2971.8063 | 3288.874 | 412998% | 6144.473 | 100% | 2883.8524 | 3601.0909 | 0 | 0 | 432789% | 5058.2009 | 67.57% | 6992.7355
2111 | 16.3133 | 16.3151 | 10.5911 | 13.1337 | 19.5919 | 22.2005 | 16.3133 | 15.7802 | 14.2101 | 14.8842 | 17.6658 | 19.2516 | 5.43 | 5.342 | 5.43 | 5.0724 | 5.3101 | 5.43 | 5.43 | 9.6582 | 9.4526 | 4.6307 | 6.651 | 12.4043 | 15.3898 | 16.9021 | 16.8009 | 8.9139 | 11.441 | 23.3845 | 23.7996 | 0.41818 | 0.31818 | 0 | 0 | 3622.5766 | 3630 | 3541 | 3575 | 3681 | 3684 | 0.44248 | 0.28691 | 0.19893 | 0.26005 | 0.51046 | 0.5886 | 9.2157 | 8.23 | 8.23 | 8.23 | 8.4656 | 12.4787 | 9.2157 | 8.6549 | 8.23 | 8.23 | 9.9104 | 11.2534 | 14.7273 | 12.7926 | 7.3103 | 8.4685 | 20.3729 | 25.6264 | 0.27273 | 0.20909 | 0 | 0.081818 | 1101.2883 | 1091 | 1016 | 1034.5 | 1165.5 | 1204 | 0.61943 | 0.55921 | 0.38927 | 0.42712 | 0.79597 | 0.95826 | 9.4576 | 9.0991 | 8.671 | 8.9096 | 9.4273 | 10.2559 | #DIV/0! | #DIV/0! | #DIV/0! | 0.43173 | 0.5 | 0 | 0.5 | 0.5 | 0.5 | 89.19% | 0.48406 | 0.3697 | 0.39124 | 0 | 0 | 0.58193 | 0.82897 | 68.47% | 0.53995 | 0.087977 | 0 | 0 | 0 | 0.11991 | 0.35759 | 0.74581 | 33.33% | 0.26393 | 0.72105 | 0.89124 | 0 | 0 | 1.0819 | 1.329 | 1.9038 | 70.27% | 1.0261 | 0.33686 | 0 | 0 | 0 | 0 | 0.66875 | 7.3741 | 12.61% | 2.6708 | 4108.8826 | 3707.2533 | 2971.8063 | 3288.874 | 412998% | 6144.473 | 100% | 2883.8489 | 3601.0909 | 0 | 0 | 432789% | 5058.2009 | 67.57% | 6992.7315
2112 | 16.3133 | 16.3151 | 10.5911 | 13.1337 | 19.5919 | 22.2005 | 16.3133 | 15.7802 | 14.2101 | 14.8842 | 17.6658 | 19.2516 | 5.43 | 5.342 | 5.43 | 5.0724 | 5.3101 | 5.43 | 5.43 | 9.6582 | 9.4526 | 4.6307 | 6.651 | 12.4043 | 15.3898 | 16.9021 | 16.8009 | 8.9139 | 11.441 | 23.3845 | 23.7996 | 0.41818 | 0.31818 | 0 | 0 | 3622.5766 | 3630 | 3541 | 3575 | 3681 | 3684 | 0.44248 | 0.27128 | 0.19893 | 0.26005 | 0.4189 | 0.53575 | 9.2157 | 8.23 | 8.23 | 8.23 | 8.4656 | 12.4787 | 9.2157 | 8.6549 | 8.23 | 8.23 | 9.9104 | 11.2534 | 14.7272 | 12.7924 | 7.3103 | 8.4684 | 20.3729 | 25.6264 | 0.27273 | 0.20909 | 0 | 0.081818 | 1101.2883 | 1091 | 1016 | 1034.5 | 1165.5 | 1204 | 0.61943 | 0.55921 | 0.38927 | 0.42712 | 0.79597 | 0.95826 | 9.4576 | 9.0991 | 8.671 | 8.9096 | 9.4273 | 10.2559 | #DIV/0! | #DIV/0! | #DIV/0! | 0.43173 | 0.5 | 0 | 0.5 | 0.5 | 0.5 | 89.19% | 0.48406 | 0.3697 | 0.39124 | 0 | 0 | 0.58193 | 0.82897 | 68.47% | 0.53995 | 0.087977 | 0 | 0 | 0 | 0.11991 | 0.35759 | 0.74581 | 33.33% | 0.26393 | 0.72105 | 0.89124 | 0 | 0 | 1.0819 | 1.329 | 1.9038 | 70.27% | 1.0261 | 0.33685 | 0 | 0 | 0 | 0 | 0.66875 | 7.3741 | 12.61% | 2.6708 | 4108.8823 | 3707.2533 | 2971.8063 | 3288.874 | 412998% | 6144.473 | 100% | 2883.8461 | 3601.0909 | 0 | 0 | 432789% | 5058.2009 | 67.57% | 6992.7283
2113 | 16.3133 | 16.3151 | 10.5911 | 13.1337 | 19.5919 | 22.2005 | 16.3133 | 15.7802 | 14.2101 | 14.8842 | 17.6658 | 19.2516 | 5.43 | 5.342 | 5.43 | 5.0724 | 5.3101 | 5.43 | 5.43 | 9.6582 | 9.4526 | 4.6307 | 6.651 | 12.4043 | 15.3898 | 16.9021 | 16.8009 | 8.9139 | 11.441 | 23.3845 | 23.7996 | 0.41818 | 0.31818 | 0 | 0 | 3622.5766 | 3630 | 3541 | 3575 | 3681 | 3684 | 0.44248 | 0.27128 | 0.19893 | 0.26005 | 0.33343 | 0.48517 | 9.2157 | 8.23 | 8.23 | 8.23 | 8.4656 | 12.4787 | 9.2157 | 8.6549 | 8.23 | 8.23 | 9.9104 | 11.2534 | 14.7272 | 12.7923 | 7.3103 | 8.4678 | 20.3729 | 25.6264 | 0.27273 | 0.20909 | 0 | 0.081818 | 1101.2883 | 1091 | 1016 | 1034.5 | 1165.5 | 1204 | 0.61943 | 0.55921 | 0.38927 | 0.42712 | 0.79597 | 0.95826 | 9.4576 | 9.0991 | 8.671 | 8.9096 | 9.4273 | 10.2559 | #DIV/0! | #DIV/0! | #DIV/0! | 0.43173 | 0.5 | 0 | 0.5 | 0.5 | 0.5 | 89.19% | 0.48406 | 0.3697 | 0.39124 | 0 | 0 | 0.58193 | 0.82897 | 68.47% | 0.53995 | 0.087977 | 0 | 0 | 0 | 0.11991 | 0.35759 | 0.74581 | 33.33% | 0.26393 | 0.72105 | 0.89124 | 0 | 0 | 1.0819 | 1.329 | 1.9038 | 70.27% | 1.0261 | 0.33687 | 0 | 0 | 0 | 0 | 0.66875 | 7.3741 | 12.61% | 2.6709 | 4108.8823 | 3707.2533 | 2971.8063 | 3288.874 | 412998% | 6144.473 | 100% | 2883.8549 | 3601.0909 | 0 | 0 | 432789% | 5058.2009 | 67.57% | 6992.7371
2114 | 16.3133 | 16.3151 | 10.5911 | 13.1337 | 19.5919 | 22.2005 | 16.3133 | 15.7802 | 14.2101 | 14.8842 | 17.6658 | 19.2516 | 5.43 | 5.342 | 5.43 | 5.0724 | 5.3101 | 5.43 | 5.43 | 9.6582 | 9.4526 | 4.6307 | 6.651 | 12.4043 | 15.3898 | 16.9021 | 16.8009 | 8.9139 | 11.441 | 23.3845 | 23.7996 | 0.41818 | 0.31818 | 0 | 0 | 3622.5766 | 3630 | 3541 | 3575 | 3681 | 3684 | 0.44248 | 0.27128 | 0.19893 | 0.26005 | 0.30752 | 0.35262 | 9.2157 | 8.23 | 8.23 | 8.23 | 8.4656 | 12.4787 | 9.2157 | 8.6549 | 8.23 | 8.23 | 9.9104 | 11.2534 | 14.7271 | 12.7922 | 7.3103 | 8.4673 | 20.3729 | 25.6264 | 0.27273 | 0.20909 | 0 | 0.081818 | 1101.2883 | 1091 | 1016 | 1034.5 | 1165.5 | 1204 | 0.61943 | 0.55921 | 0.38927 | 0.42712 | 0.79597 | 0.95826 | 9.4576 | 9.0991 | 8.671 | 8.9096 | 9.4273 | 10.2559 | #DIV/0! | #DIV/0! | #DIV/0! | 0.43173 | 0.5 | 0 | 0.5 | 0.5 | 0.5 | 89.19% | 0.48406 | 0.3697 | 0.39124 | 0 | 0 | 0.58193 | 0.82897 | 68.47% | 0.53995 | 0.087977 | 0 | 0 | 0 | 0.11991 | 0.35759 | 0.74581 | 33.33% | 0.26393 | 0.72105 | 0.89124 | 0 | 0 | 1.0819 | 1.329 | 1.9038 | 70.27% | 1.0261 | 0.33686 | 0 | 0 | 0 | 0 | 0.66875 | 7.3741 | 12.61% | 2.6708 | 4108.8823 | 3707.2533 | 2971.8063 | 3288.874 | 412998% | 6144.473 | 100% | 2883.8478 | 3601.0909 | 0 | 0 | 432789% | 5058.2009 | 67.57% | 6992.7301
2115 | 16.3133 | 16.3151 | 10.5911 | 13.1337 | 19.5919 | 22.2005 | 16.3133 | 15.7802 | 14.2101 | 14.8842 | 17.6658 | 19.2516 | 5.43 | 5.342 | 5.43 | 5.0724 | 5.3101 | 5.43 | 5.43 | 9.6582 | 9.4526 | 4.6307 | 6.651 | 12.4043 | 15.3898 | 16.9021 | 16.8009 | 8.9139 | 11.441 | 23.3845 | 23.7996 | 0.41818 | 0.31818 | 0 | 0 | 3622.5766 | 3630 | 3541 | 3575 | 3681 | 3684 | 0.44248 | 0.27128 | 0.19893 | 0.26005 | 0.2982 | 0.31423 | 9.2157 | 8.23 | 8.23 | 8.23 | 8.4656 | 12.4787 | 9.2157 | 8.6549 | 8.23 | 8.23 | 9.9104 | 11.2534 | 14.7271 | 12.7922 | 7.3103 | 8.4669 | 20.3729 | 25.6264 | 0.27273 | 0.20909 | 0 | 0.081818 | 1101.2883 | 1091 | 1016 | 1034.5 | 1165.5 | 1204 | 0.61943 | 0.55921 | 0.38927 | 0.42712 | 0.79597 | 0.95826 | 9.4576 | 9.0991 | 8.671 | 8.9096 | 9.4273 | 10.2559 | #DIV/0! | #DIV/0! | #DIV/0! | 0.43173 | 0.5 | 0 | 0.5 | 0.5 | 0.5 | 89.19% | 0.48406 | 0.3697 | 0.39124 | 0 | 0 | 0.58193 | 0.82897 | 68.47% | 0.53995 | 0.087977 | 0 | 0 | 0 | 0.11991 | 0.35759 | 0.74581 | 33.33% | 0.26393 | 0.72105 | 0.89124 | 0 | 0 | 1.0819 | 1.329 | 1.9038 | 70.27% | 1.0261 | 0.33685 | 0 | 0 | 0 | 0 | 0.66875 | 7.3741 | 12.61% | 2.6708 | 4108.8823 | 3707.2533 | 2971.8063 | 3288.874 | 412998% | 6144.473 | 100% | 2883.8457 | 3601.0909 | 0 | 0 | 432789% | 5058.2009 | 67.57% | 6992.7279
2116 | 16.3133 | 16.3151 | 10.5911 | 13.1337 | 19.5919 | 22.2005 | 16.3133 | 15.7802 | 14.2101 | 14.8842 | 17.6658 | 19.2516 | 5.43 | 5.342 | 5.43 | 5.0724 | 5.3101 | 5.43 | 5.43 | 9.6582 | 9.4526 | 4.6307 | 6.651 | 12.4043 | 15.3898 | 16.9021 | 16.8009 | 8.9139 | 11.441 | 23.3845 | 23.7996 | 0.41818 | 0.31818 | 0 | 0 | 3622.5766 | 3630 | 3541 | 3575 | 3681 | 3684 | 0.44248 | 0.27128 | 0.19893 | 0.23055 | 0.29126 | 0.30081 | 9.2157 | 8.23 | 8.23 | 8.23 | 8.4656 | 12.4787 | 9.2157 | 8.6549 | 8.23 | 8.23 | 9.9104 | 11.2534 | 14.727 | 12.7922 | 7.3103 | 8.4665 | 20.3729 | 25.6264 | 0.27273 | 0.20909 | 0 | 0.081818 | 1101.2883 | 1091 | 1016 | 1034.5 | 1165.5 | 1204 | 0.61943 | 0.55921 | 0.38927 | 0.42712 | 0.79597 | 0.95826 | 9.4576 | 9.0991 | 8.671 | 8.9096 | 9.4273 | 10.2559 | #DIV/0! | #DIV/0! | #DIV/0! | 0.43173 | 0.5 | 0 | 0.5 | 0.5 | 0.5 | 89.19% | 0.48406 | 0.3697 | 0.39124 | 0 | 0 | 0.58193 | 0.82897 | 68.47% | 0.53995 | 0.087977 | 0 | 0 | 0 | 0.11991 | 0.35759 | 0.74581 | 33.33% | 0.26393 | 0.72105 | 0.89124 | 0 | 0 | 1.0819 | 1.329 | 1.9038 | 70.27% | 1.0261 | 0.33687 | 0 | 0 | 0 | 0 | 0.66875 | 7.3741 | 12.61% | 2.6709 | 4108.8823 | 3707.2533 | 2971.8063 | 3288.874 | 412998% | 6144.473 | 100% | 2883.8548 | 3601.0909 | 0 | 0 | 432789% | 5058.2009 | 67.57% | 6992.7371
2117 | 16.3133 | 16.3151 | 10.5911 | 13.1337 | 19.5919 | 22.2005 | 16.3133 | 15.7802 | 14.2101 | 14.8842 | 17.6658 | 19.2516 | 5.43 | 5.342 | 5.43 | 5.0724 | 5.3101 | 5.43 | 5.43 | 9.6582 | 9.4526 | 4.6307 | 6.651 | 12.4043 | 15.3898 | 16.9021 | 16.8009 | 8.9139 | 11.441 | 23.3845 | 23.7996 | 0.41818 | 0.31818 | 0 | 0 | 3622.5766 | 3630 | 3541 | 3575 | 3681 | 3684 | 0.44248 | 0.26781 | 0.19893 | 0.22003 | 0.28344 | 0.30081 | 9.2157 | 8.23 | 8.23 | 8.23 | 8.4656 | 12.4787 | 9.2157 | 8.6549 | 8.23 | 8.23 | 9.9104 | 11.2534 | 14.727 | 12.7922 | 7.3103 | 8.4661 | 20.3729 | 25.6264 | 0.27273 | 0.20909 | 0 | 0.081818 | 1101.2883 | 1091 | 1016 | 1034.5 | 1165.5 | 1204 | 0.61943 | 0.55921 | 0.38927 | 0.42712 | 0.79597 | 0.95826 | 9.4576 | 9.0991 | 8.671 | 8.9096 | 9.4273 | 10.2559 | #DIV/0! | #DIV/0! | #DIV/0! | 0.43173 | 0.5 | 0 | 0.5 | 0.5 | 0.5 | 89.19% | 0.48406 | 0.3697 | 0.39124 | 0 | 0 | 0.58193 | 0.82897 | 68.47% | 0.53995 | 0.087977 | 0 | 0 | 0 | 0.11991 | 0.35759 | 0.74581 | 33.33% | 0.26393 | 0.72105 | 0.89124 | 0 | 0 | 1.0819 | 1.329 | 1.9038 | 70.27% | 1.0261 | 0.33687 | 0 | 0 | 0 | 0 | 0.66875 | 7.3741 | 12.61% | 2.6709 | 4108.8823 | 3707.2533 | 2971.8063 | 3288.874 | 412998% | 6144.473 | 100% | 2883.8528 | 3601.0909 | 0 | 0 | 432789% | 5058.2009 | 67.57% | 6992.7351
2118 | 16.3133 | 16.3151 | 10.5911 | 13.1337 | 19.5919 | 22.2005 | 16.3133 | 15.7802 | 14.2101 | 14.8842 | 17.6658 | 19.2516 | 5.43 | 5.342 | 5.43 | 5.0724 | 5.3101 | 5.43 | 5.43 | 9.6582 | 9.4526 | 4.6307 | 6.651 | 12.4043 | 15.3898 | 16.9021 | 16.8009 | 8.9139 | 11.441 | 23.3845 | 23.7996 | 0.41818 | 0.31818 | 0 | 0 | 3622.5766 | 3630 | 3541 | 3575 | 3681 | 3684 | 0.44248 | 0.27128 | 0.2088 | 0.24178 | 0.28344 | 0.30081 | 9.2157 | 8.23 | 8.23 | 8.23 | 8.4656 | 12.4787 | 9.2157 | 8.6549 | 8.23 | 8.23 | 9.9104 | 11.2534 | 14.7269 | 12.7922 | 7.3103 | 8.4658 | 20.3729 | 25.6264 | 0.27273 | 0.20909 | 0 | 0.081818 | 1101.2883 | 1091 | 1016 | 1034.5 | 1165.5 | 1204 | 0.61943 | 0.55921 | 0.38927 | 0.42712 | 0.79597 | 0.95826 | 9.4576 | 9.0991 | 8.671 | 8.9096 | 9.4273 | 10.2559 | #DIV/0! | #DIV/0! | #DIV/0! | 0.43173 | 0.5 | 0 | 0.5 | 0.5 | 0.5 | 89.19% | 0.48406 | 0.3697 | 0.39124 | 0 | 0 | 0.58193 | 0.82897 | 68.47% | 0.53995 | 0.087977 | 0 | 0 | 0 | 0.11991 | 0.35759 | 0.74581 | 33.33% | 0.26393 | 0.72105 | 0.89124 | 0 | 0 | 1.0819 | 1.329 | 1.9038 | 70.27% | 1.0261 | 0.33686 | 0 | 0 | 0 | 0 | 0.66875 | 7.3741 | 12.61% | 2.6708 | 4108.8823 | 3707.2533 | 2971.8063 | 3288.874 | 412998% | 6144.473 | 100% | 2883.8509 | 3601.0909 | 0 | 0 | 432789% | 5058.2009 | 67.57% | 6992.7332
DO NOT DELETE LINES 300 - 499
FCY |  |  | 2008 | 2009 | 2010 | 2011 | 2012 | 2013 | 2014 | 2015 | 2016 | 2017 | 2018 | 2019 | 2020 | 2021 | 2022 | 2023 | 2024 | 2025 | 2026 | 2027 | 2028 | 2029 | 2030 | 2031 | 2032 | 2033 | 2034 | 2035 | 2036 | 2037 | 2038 | 2039 | 2040 | 2041 | 2042 | 2043 | 2044 | 2045 | 2046 | 2047 | 2048 | 2049 | 2050 | 2051 | 2052 | 2053 | 2054 | 2055 | 2056 | 2057 | 2058 | 2059 | 2060 | 2061 | 2062 | 2063 | 2064 | 2065 | 2066 | 2067 | 2068 | 2069 | 2070 | 2071 | 2072 | 2073 | 2074 | 2075 | 2076 | 2077 | 2078 | 2079 | 2080 | 2081 | 2082 | 2083 | 2084 | 2085 | 2086 | 2087 | 2088 | 2089 | 2090 | 2091 | 2092 | 2093 | 2094 | 2095 | 2096 | 2097 | 2098 | 2099 | 2100 | 2101 | 2102 | 2103 | 2104 | 2105 | 2106 | 2107 | 2108 | 2109 | 2110 | 2111 | 2112 | 2113 | 2114 | 2115 | 2116 | 2117 | 2118
NAT FLOW | avg |  | #DIV/0! | #DIV/0! | #DIV/0! | #DIV/0! | #DIV/0! | #DIV/0! | #DIV/0! | #DIV/0! | #DIV/0! | #DIV/0! | #DIV/0! | #DIV/0! | #DIV/0! | #DIV/0! | #DIV/0! | #DIV/0! | #DIV/0! | #DIV/0! | #DIV/0! | #DIV/0! | #DIV/0! | #DIV/0! | #DIV/0! | #DIV/0! | #DIV/0! | #DIV/0! | #DIV/0! | #DIV/0! | #DIV/0! | #DIV/0! | #DIV/0! | #DIV/0! | #DIV/0! | #DIV/0! | #DIV/0! | #DIV/0! | #DIV/0! | #DIV/0! | #DIV/0! | #DIV/0! | #DIV/0! | #DIV/0! | #DIV/0! | #DIV/0! | #DIV/0! | #DIV/0! | #DIV/0! | #DIV/0! | #DIV/0! | #DIV/0! | #DIV/0! | #DIV/0! | #DIV/0! | #DIV/0! | #DIV/0! | #DIV/0! | #DIV/0! | #DIV/0! | #DIV/0! | #DIV/0! | #DIV/0! | #DIV/0! | #DIV/0! | #DIV/0! | #DIV/0! | #DIV/0! | #DIV/0! | #DIV/0! | #DIV/0! | #DIV/0! | #DIV/0! | #DIV/0! | #DIV/0! | #DIV/0! | #DIV/0! | #DIV/0! | #DIV/0! | #DIV/0! | #DIV/0! | #DIV/0! | #DIV/0! | #DIV/0! | #DIV/0! | #DIV/0! | #DIV/0! | #DIV/0! | #DIV/0! | #DIV/0! | #DIV/0! | #DIV/0! | #DIV/0! | #DIV/0! | #DIV/0! | #DIV/0! | #DIV/0! | #DIV/0! | #DIV/0! | #DIV/0! | #DIV/0! | #DIV/0! | #DIV/0! | #DIV/0! | #DIV/0! | #DIV/0! | #DIV/0! | #DIV/0! | #DIV/0! | #DIV/0! | #DIV/0! | #DIV/0! | #DIV/0!
| median |  | #VALUE! | #VALUE! | #VALUE! | #VALUE! | #VALUE! | #VALUE! | #VALUE! | #VALUE! | #VALUE! | #VALUE! | #VALUE! | #VALUE! | #VALUE! | #VALUE! | #VALUE! | #VALUE! | #VALUE! | #VALUE! | #VALUE! | #VALUE! | #VALUE! | #VALUE! | #VALUE! | #VALUE! | #VALUE! | #VALUE! | #VALUE! | #VALUE! | #VALUE! | #VALUE! | #VALUE! | #VALUE! | #VALUE! | #VALUE! | #VALUE! | #VALUE! | #VALUE! | #VALUE! | #VALUE! | #VALUE! | #VALUE! | #VALUE! | #VALUE! | #VALUE! | #VALUE! | #VALUE! | #VALUE! | #VALUE! | #VALUE! | #VALUE! | #VALUE! | #VALUE! | #VALUE! | #VALUE! | #VALUE! | #VALUE! | #VALUE! | #VALUE! | #VALUE! | #VALUE! | #VALUE! | #VALUE! | #VALUE! | #VALUE! | #VALUE! | #VALUE! | #VALUE! | #VALUE! | #VALUE! | #VALUE! | #VALUE! | #VALUE! | #VALUE! | #VALUE! | #VALUE! | #VALUE! | #VALUE! | #VALUE! | #VALUE! | #VALUE! | #VALUE! | #VALUE! | #VALUE! | #VALUE! | #VALUE! | #VALUE! | #VALUE! | #VALUE! | #VALUE! | #VALUE! | #VALUE! | #VALUE! | #VALUE! | #VALUE! | #VALUE! | #VALUE! | #VALUE! | #VALUE! | #VALUE! | #VALUE! | #VALUE! | #VALUE! | #VALUE! | #VALUE! | #VALUE! | #VALUE! | #VALUE! | #VALUE! | #VALUE! | #VALUE! | #VALUE!
| 10th |  | #VALUE! | #VALUE! | #VALUE! | #VALUE! | #VALUE! | #VALUE! | #VALUE! | #VALUE! | #VALUE! | #VALUE! | #VALUE! | #VALUE! | #VALUE! | #VALUE! | #VALUE! | #VALUE! | #VALUE! | #VALUE! | #VALUE! | #VALUE! | #VALUE! | #VALUE! | #VALUE! | #VALUE! | #VALUE! | #VALUE! | #VALUE! | #VALUE! | #VALUE! | #VALUE! | #VALUE! | #VALUE! | #VALUE! | #VALUE! | #VALUE! | #VALUE! | #VALUE! | #VALUE! | #VALUE! | #VALUE! | #VALUE! | #VALUE! | #VALUE! | #VALUE! | #VALUE! | #VALUE! | #VALUE! | #VALUE! | #VALUE! | #VALUE! | #VALUE! | #VALUE! | #VALUE! | #VALUE! | #VALUE! | #VALUE! | #VALUE! | #VALUE! | #VALUE! | #VALUE! | #VALUE! | #VALUE! | #VALUE! | #VALUE! | #VALUE! | #VALUE! | #VALUE! | #VALUE! | #VALUE! | #VALUE! | #VALUE! | #VALUE! | #VALUE! | #VALUE! | #VALUE! | #VALUE! | #VALUE! | #VALUE! | #VALUE! | #VALUE! | #VALUE! | #VALUE! | #VALUE! | #VALUE! | #VALUE! | #VALUE! | #VALUE! | #VALUE! | #VALUE! | #VALUE! | #VALUE! | #VALUE! | #VALUE! | #VALUE! | #VALUE! | #VALUE! | #VALUE! | #VALUE! | #VALUE! | #VALUE! | #VALUE! | #VALUE! | #VALUE! | #VALUE! | #VALUE! | #VALUE! | #VALUE! | #VALUE! | #VALUE! | #VALUE! | #VALUE!
| 25th |  | #VALUE! | #VALUE! | #VALUE! | #VALUE! | #VALUE! | #VALUE! | #VALUE! | #VALUE! | #VALUE! | #VALUE! | #VALUE! | #VALUE! | #VALUE! | #VALUE! | #VALUE! | #VALUE! | #VALUE! | #VALUE! | #VALUE! | #VALUE! | #VALUE! | #VALUE! | #VALUE! | #VALUE! | #VALUE! | #VALUE! | #VALUE! | #VALUE! | #VALUE! | #VALUE! | #VALUE! | #VALUE! | #VALUE! | #VALUE! | #VALUE! | #VALUE! | #VALUE! | #VALUE! | #VALUE! | #VALUE! | #VALUE! | #VALUE! | #VALUE! | #VALUE! | #VALUE! | #VALUE! | #VALUE! | #VALUE! | #VALUE! | #VALUE! | #VALUE! | #VALUE! | #VALUE! | #VALUE! | #VALUE! | #VALUE! | #VALUE! | #VALUE! | #VALUE! | #VALUE! | #VALUE! | #VALUE! | #VALUE! | #VALUE! | #VALUE! | #VALUE! | #VALUE! | #VALUE! | #VALUE! | #VALUE! | #VALUE! | #VALUE! | #VALUE! | #VALUE! | #VALUE! | #VALUE! | #VALUE! | #VALUE! | #VALUE! | #VALUE! | #VALUE! | #VALUE! | #VALUE! | #VALUE! | #VALUE! | #VALUE! | #VALUE! | #VALUE! | #VALUE! | #VALUE! | #VALUE! | #VALUE! | #VALUE! | #VALUE! | #VALUE! | #VALUE! | #VALUE! | #VALUE! | #VALUE! | #VALUE! | #VALUE! | #VALUE! | #VALUE! | #VALUE! | #VALUE! | #VALUE! | #VALUE! | #VALUE! | #VALUE! | #VALUE! | #VALUE!
| 75th |  | #VALUE! | #VALUE! | #VALUE! | #VALUE! | #VALUE! | #VALUE! | #VALUE! | #VALUE! | #VALUE! | #VALUE! | #VALUE! | #VALUE! | #VALUE! | #VALUE! | #VALUE! | #VALUE! | #VALUE! | #VALUE! | #VALUE! | #VALUE! | #VALUE! | #VALUE! | #VALUE! | #VALUE! | #VALUE! | #VALUE! | #VALUE! | #VALUE! | #VALUE! | #VALUE! | #VALUE! | #VALUE! | #VALUE! | #VALUE! | #VALUE! | #VALUE! | #VALUE! | #VALUE! | #VALUE! | #VALUE! | #VALUE! | #VALUE! | #VALUE! | #VALUE! | #VALUE! | #VALUE! | #VALUE! | #VALUE! | #VALUE! | #VALUE! | #VALUE! | #VALUE! | #VALUE! | #VALUE! | #VALUE! | #VALUE! | #VALUE! | #VALUE! | #VALUE! | #VALUE! | #VALUE! | #VALUE! | #VALUE! | #VALUE! | #VALUE! | #VALUE! | #VALUE! | #VALUE! | #VALUE! | #VALUE! | #VALUE! | #VALUE! | #VALUE! | #VALUE! | #VALUE! | #VALUE! | #VALUE! | #VALUE! | #VALUE! | #VALUE! | #VALUE! | #VALUE! | #VALUE! | #VALUE! | #VALUE! | #VALUE! | #VALUE! | #VALUE! | #VALUE! | #VALUE! | #VALUE! | #VALUE! | #VALUE! | #VALUE! | #VALUE! | #VALUE! | #VALUE! | #VALUE! | #VALUE! | #VALUE! | #VALUE! | #VALUE! | #VALUE! | #VALUE! | #VALUE! | #VALUE! | #VALUE! | #VALUE! | #VALUE! | #VALUE! | #VALUE!
| 90th |  | #VALUE! | #VALUE! | #VALUE! | #VALUE! | #VALUE! | #VALUE! | #VALUE! | #VALUE! | #VALUE! | #VALUE! | #VALUE! | #VALUE! | #VALUE! | #VALUE! | #VALUE! | #VALUE! | #VALUE! | #VALUE! | #VALUE! | #VALUE! | #VALUE! | #VALUE! | #VALUE! | #VALUE! | #VALUE! | #VALUE! | #VALUE! | #VALUE! | #VALUE! | #VALUE! | #VALUE! | #VALUE! | #VALUE! | #VALUE! | #VALUE! | #VALUE! | #VALUE! | #VALUE! | #VALUE! | #VALUE! | #VALUE! | #VALUE! | #VALUE! | #VALUE! | #VALUE! | #VALUE! | #VALUE! | #VALUE! | #VALUE! | #VALUE! | #VALUE! | #VALUE! | #VALUE! | #VALUE! | #VALUE! | #VALUE! | #VALUE! | #VALUE! | #VALUE! | #VALUE! | #VALUE! | #VALUE! | #VALUE! | #VALUE! | #VALUE! | #VALUE! | #VALUE! | #VALUE! | #VALUE! | #VALUE! | #VALUE! | #VALUE! | #VALUE! | #VALUE! | #VALUE! | #VALUE! | #VALUE! | #VALUE! | #VALUE! | #VALUE! | #VALUE! | #VALUE! | #VALUE! | #VALUE! | #VALUE! | #VALUE! | #VALUE! | #VALUE! | #VALUE! | #VALUE! | #VALUE! | #VALUE! | #VALUE! | #VALUE! | #VALUE! | #VALUE! | #VALUE! | #VALUE! | #VALUE! | #VALUE! | #VALUE! | #VALUE! | #VALUE! | #VALUE! | #VALUE! | #VALUE! | #VALUE! | #VALUE! | #VALUE! | #VALUE! | #VALUE!
10 YEAR NATURAL | avg | [10 empty] | #DIV/0! | #DIV/0! | #DIV/0! | #DIV/0! | #DIV/0! | #DIV/0! | #DIV/0! | #DIV/0! | #DIV/0! | #DIV/0! | #DIV/0! | #DIV/0! | #DIV/0! | #DIV/0! | #DIV/0! | #DIV/0! | #DIV/0! | #DIV/0! | #DIV/0! | #DIV/0! | #DIV/0! | #DIV/0! | #DIV/0! | #DIV/0! | #DIV/0! | #DIV/0! | #DIV/0! | #DIV/0! | #DIV/0! | #DIV/0! | #DIV/0! | #DIV/0! | #DIV/0! | #DIV/0! | #DIV/0! | #DIV/0! | #DIV/0! | #DIV/0! | #DIV/0! | #DIV/0! | #DIV/0! | #DIV/0! | #DIV/0! | #DIV/0! | #DIV/0! | #DIV/0! | #DIV/0! | #DIV/0! | #DIV/0! | #DIV/0! | #DIV/0! | #DIV/0! | #DIV/0! | #DIV/0! | #DIV/0! | #DIV/0! | #DIV/0! | #DIV/0! | #DIV/0! | #DIV/0! | #DIV/0! | #DIV/0! | #DIV/0! | #DIV/0! | #DIV/0! | #DIV/0! | #DIV/0! | #DIV/0! | #DIV/0! | #DIV/0! | #DIV/0! | #DIV/0! | #DIV/0! | #DIV/0! | #DIV/0! | #DIV/0! | #DIV/0! | #DIV/0! | #DIV/0! | #DIV/0! | #DIV/0! | #DIV/0! | #DIV/0! | #DIV/0! | #DIV/0! | #DIV/0! | #DIV/0! | #DIV/0! | #DIV/0! | #DIV/0! | #DIV/0! | #DIV/0! | #DIV/0! | #DIV/0! | #DIV/0! | #DIV/0! | #DIV/0! | #DIV/0! | #DIV/0! | #DIV/0! | #DIV/0! | #DIV/0!
| median | [10 empty] | #VALUE! | #VALUE! | #VALUE! | #VALUE! | #VALUE! | #VALUE! | #VALUE! | #VALUE! | #VALUE! | #VALUE! | #VALUE! | #VALUE! | #VALUE! | #VALUE! | #VALUE! | #VALUE! | #VALUE! | #VALUE! | #VALUE! | #VALUE! | #VALUE! | #VALUE! | #VALUE! | #VALUE! | #VALUE! | #VALUE! | #VALUE! | #VALUE! | #VALUE! | #VALUE! | #VALUE! | #VALUE! | #VALUE! | #VALUE! | #VALUE! | #VALUE! | #VALUE! | #VALUE! | #VALUE! | #VALUE! | #VALUE! | #VALUE! | #VALUE! | #VALUE! | #VALUE! | #VALUE! | #VALUE! | #VALUE! | #VALUE! | #VALUE! | #VALUE! | #VALUE! | #VALUE! | #VALUE! | #VALUE! | #VALUE! | #VALUE! | #VALUE! | #VALUE! | #VALUE! | #VALUE! | #VALUE! | #VALUE! | #VALUE! | #VALUE! | #VALUE! | #VALUE! | #VALUE! | #VALUE! | #VALUE! | #VALUE! | #VALUE! | #VALUE! | #VALUE! | #VALUE! | #VALUE! | #VALUE! | #VALUE! | #VALUE! | #VALUE! | #VALUE! | #VALUE! | #VALUE! | #VALUE! | #VALUE! | #VALUE! | #VALUE! | #VALUE! | #VALUE! | #VALUE! | #VALUE! | #VALUE! | #VALUE! | #VALUE! | #VALUE! | #VALUE! | #VALUE! | #VALUE! | #VALUE! | #VALUE! | #VALUE! | #VALUE!
| 10th | [10 empty] | #VALUE! | #VALUE! | #VALUE! | #VALUE! | #VALUE! | #VALUE! | #VALUE! | #VALUE! | #VALUE! | #VALUE! | #VALUE! | #VALUE! | #VALUE! | #VALUE! | #VALUE! | #VALUE! | #VALUE! | #VALUE! | #VALUE! | #VALUE! | #VALUE! | #VALUE! | #VALUE! | #VALUE! | #VALUE! | #VALUE! | #VALUE! | #VALUE! | #VALUE! | #VALUE! | #VALUE! | #VALUE! | #VALUE! | #VALUE! | #VALUE! | #VALUE! | #VALUE! | #VALUE! | #VALUE! | #VALUE! | #VALUE! | #VALUE! | #VALUE! | #VALUE! | #VALUE! | #VALUE! | #VALUE! | #VALUE! | #VALUE! | #VALUE! | #VALUE! | #VALUE! | #VALUE! | #VALUE! | #VALUE! | #VALUE! | #VALUE! | #VALUE! | #VALUE! | #VALUE! | #VALUE! | #VALUE! | #VALUE! | #VALUE! | #VALUE! | #VALUE! | #VALUE! | #VALUE! | #VALUE! | #VALUE! | #VALUE! | #VALUE! | #VALUE! | #VALUE! | #VALUE! | #VALUE! | #VALUE! | #VALUE! | #VALUE! | #VALUE! | #VALUE! | #VALUE! | #VALUE! | #VALUE! | #VALUE! | #VALUE! | #VALUE! | #VALUE! | #VALUE! | #VALUE! | #VALUE! | #VALUE! | #VALUE! | #VALUE! | #VALUE! | #VALUE! | #VALUE! | #VALUE! | #VALUE! | #VALUE! | #VALUE! | #VALUE!
| 25th | [10 empty] | #VALUE! | #VALUE! | #VALUE! | #VALUE! | #VALUE! | #VALUE! | #VALUE! | #VALUE! | #VALUE! | #VALUE! | #VALUE! | #VALUE! | #VALUE! | #VALUE! | #VALUE! | #VALUE! | #VALUE! | #VALUE! | #VALUE! | #VALUE! | #VALUE! | #VALUE! | #VALUE! | #VALUE! | #VALUE! | #VALUE! | #VALUE! | #VALUE! | #VALUE! | #VALUE! | #VALUE! | #VALUE! | #VALUE! | #VALUE! | #VALUE! | #VALUE! | #VALUE! | #VALUE! | #VALUE! | #VALUE! | #VALUE! | #VALUE! | #VALUE! | #VALUE! | #VALUE! | #VALUE! | #VALUE! | #VALUE! | #VALUE! | #VALUE! | #VALUE! | #VALUE! | #VALUE! | #VALUE! | #VALUE! | #VALUE! | #VALUE! | #VALUE! | #VALUE! | #VALUE! | #VALUE! | #VALUE! | #VALUE! | #VALUE! | #VALUE! | #VALUE! | #VALUE! | #VALUE! | #VALUE! | #VALUE! | #VALUE! | #VALUE! | #VALUE! | #VALUE! | #VALUE! | #VALUE! | #VALUE! | #VALUE! | #VALUE! | #VALUE! | #VALUE! | #VALUE! | #VALUE! | #VALUE! | #VALUE! | #VALUE! | #VALUE! | #VALUE! | #VALUE! | #VALUE! | #VALUE! | #VALUE! | #VALUE! | #VALUE! | #VALUE! | #VALUE! | #VALUE! | #VALUE! | #VALUE! | #VALUE! | #VALUE! | #VALUE!
| 75th | [10 empty] | #VALUE! | #VALUE! | #VALUE! | #VALUE! | #VALUE! | #VALUE! | #VALUE! | #VALUE! | #VALUE! | #VALUE! | #VALUE! | #VALUE! | #VALUE! | #VALUE! | #VALUE! | #VALUE! | #VALUE! | #VALUE! | #VALUE! | #VALUE! | #VALUE! | #VALUE! | #VALUE! | #VALUE! | #VALUE! | #VALUE! | #VALUE! | #VALUE! | #VALUE! | #VALUE! | #VALUE! | #VALUE! | #VALUE! | #VALUE! | #VALUE! | #VALUE! | #VALUE! | #VALUE! | #VALUE! | #VALUE! | #VALUE! | #VALUE! | #VALUE! | #VALUE! | #VALUE! | #VALUE! | #VALUE! | #VALUE! | #VALUE! | #VALUE! | #VALUE! | #VALUE! | #VALUE! | #VALUE! | #VALUE! | #VALUE! | #VALUE! | #VALUE! | #VALUE! | #VALUE! | #VALUE! | #VALUE! | #VALUE! | #VALUE! | #VALUE! | #VALUE! | #VALUE! | #VALUE! | #VALUE! | #VALUE! | #VALUE! | #VALUE! | #VALUE! | #VALUE! | #VALUE! | #VALUE! | #VALUE! | #VALUE! | #VALUE! | #VALUE! | #VALUE! | #VALUE! | #VALUE! | #VALUE! | #VALUE! | #VALUE! | #VALUE! | #VALUE! | #VALUE! | #VALUE! | #VALUE! | #VALUE! | #VALUE! | #VALUE! | #VALUE! | #VALUE! | #VALUE! | #VALUE! | #VALUE! | #VALUE! | #VALUE! | #VALUE!
| 90th | [10 empty] | #VALUE! | #VALUE! | #VALUE! | #VALUE! | #VALUE! | #VALUE! | #VALUE! | #VALUE! | #VALUE! | #VALUE! | #VALUE! | #VALUE! | #VALUE! | #VALUE! | #VALUE! | #VALUE! | #VALUE! | #VALUE! | #VALUE! | #VALUE! | #VALUE! | #VALUE! | #VALUE! | #VALUE! | #VALUE! | #VALUE! | #VALUE! | #VALUE! | #VALUE! | #VALUE! | #VALUE! | #VALUE! | #VALUE! | #VALUE! | #VALUE! | #VALUE! | #VALUE! | #VALUE! | #VALUE! | #VALUE! | #VALUE! | #VALUE! | #VALUE! | #VALUE! | #VALUE! | #VALUE! | #VALUE! | #VALUE! | #VALUE! | #VALUE! | #VALUE! | #VALUE! | #VALUE! | #VALUE! | #VALUE! | #VALUE! | #VALUE! | #VALUE! | #VALUE! | #VALUE! | #VALUE! | #VALUE! | #VALUE! | #VALUE! | #VALUE! | #VALUE! | #VALUE! | #VALUE! | #VALUE! | #VALUE! | #VALUE! | #VALUE! | #VALUE! | #VALUE! | #VALUE! | #VALUE! | #VALUE! | #VALUE! | #VALUE! | #VALUE! | #VALUE! | #VALUE! | #VALUE! | #VALUE! | #VALUE! | #VALUE! | #VALUE! | #VALUE! | #VALUE! | #VALUE! | #VALUE! | #VALUE! | #VALUE! | #VALUE! | #VALUE! | #VALUE! | #VALUE! | #VALUE! | #VALUE! | #VALUE! | #VALUE! | #VALUE!
UB DEMAND | avg |  | #DIV/0! | #DIV/0! | #DIV/0! | #DIV/0! | #DIV/0! | #DIV/0! | #DIV/0! | #DIV/0! | #DIV/0! | #DIV/0! | #DIV/0! | #DIV/0! | #DIV/0! | #DIV/0! | #DIV/0! | #DIV/0! | #DIV/0! | #DIV/0! | #DIV/0! | #DIV/0! | #DIV/0! | #DIV/0! | #DIV/0! | #DIV/0! | #DIV/0! | #DIV/0! | #DIV/0! | #DIV/0! | #DIV/0! | #DIV/0! | #DIV/0! | #DIV/0! | #DIV/0! | #DIV/0! | #DIV/0! | #DIV/0! | #DIV/0! | #DIV/0! | #DIV/0! | #DIV/0! | #DIV/0! | #DIV/0! | #DIV/0! | #DIV/0! | #DIV/0! | #DIV/0! | #DIV/0! | #DIV/0! | #DIV/0! | #DIV/0! | #DIV/0! | #DIV/0! | #DIV/0! | #DIV/0! | #DIV/0! | #DIV/0! | #DIV/0! | #DIV/0! | #DIV/0! | #DIV/0! | #DIV/0! | #DIV/0! | #DIV/0! | #DIV/0! | #DIV/0! | #DIV/0! | #DIV/0! | #DIV/0! | #DIV/0! | #DIV/0! | #DIV/0! | #DIV/0! | #DIV/0! | #DIV/0! | #DIV/0! | #DIV/0! | #DIV/0! | #DIV/0! | #DIV/0! | #DIV/0! | #DIV/0! | #DIV/0! | #DIV/0! | #DIV/0! | #DIV/0! | #DIV/0! | #DIV/0! | #DIV/0! | #DIV/0! | #DIV/0! | #DIV/0! | #DIV/0! | #DIV/0! | #DIV/0! | #DIV/0! | #DIV/0! | #DIV/0! | #DIV/0! | #DIV/0! | #DIV/0! | #DIV/0! | #DIV/0! | #DIV/0! | #DIV/0! | #DIV/0! | #DIV/0! | #DIV/0! | #DIV/0! | #DIV/0! | #DIV/0! | #DIV/0!
UB USE | avg |  | #DIV/0! | #DIV/0! | #DIV/0! | #DIV/0! | #DIV/0! | #DIV/0! | #DIV/0! | #DIV/0! | #DIV/0! | #DIV/0! | #DIV/0! | #DIV/0! | #DIV/0! | #DIV/0! | #DIV/0! | #DIV/0! | #DIV/0! | #DIV/0! | #DIV/0! | #DIV/0! | #DIV/0! | #DIV/0! | #DIV/0! | #DIV/0! | #DIV/0! | #DIV/0! | #DIV/0! | #DIV/0! | #DIV/0! | #DIV/0! | #DIV/0! | #DIV/0! | #DIV/0! | #DIV/0! | #DIV/0! | #DIV/0! | #DIV/0! | #DIV/0! | #DIV/0! | #DIV/0! | #DIV/0! | #DIV/0! | #DIV/0! | #DIV/0! | #DIV/0! | #DIV/0! | #DIV/0! | #DIV/0! | #DIV/0! | #DIV/0! | #DIV/0! | #DIV/0! | #DIV/0! | #DIV/0! | #DIV/0! | #DIV/0! | #DIV/0! | #DIV/0! | #DIV/0! | #DIV/0! | #DIV/0! | #DIV/0! | #DIV/0! | #DIV/0! | #DIV/0! | #DIV/0! | #DIV/0! | #DIV/0! | #DIV/0! | #DIV/0! | #DIV/0! | #DIV/0! | #DIV/0! | #DIV/0! | #DIV/0! | #DIV/0! | #DIV/0! | #DIV/0! | #DIV/0! | #DIV/0! | #DIV/0! | #DIV/0! | #DIV/0! | #DIV/0! | #DIV/0! | #DIV/0! | #DIV/0! | #DIV/0! | #DIV/0! | #DIV/0! | #DIV/0! | #DIV/0! | #DIV/0! | #DIV/0! | #DIV/0! | #DIV/0! | #DIV/0! | #DIV/0! | #DIV/0! | #DIV/0! | #DIV/0! | #DIV/0! | #DIV/0! | #DIV/0! | #DIV/0! | #DIV/0! | #DIV/0! | #DIV/0! | #DIV/0! | #DIV/0! | #DIV/0!
| median |  | #VALUE! | #VALUE! | #VALUE! | #VALUE! | #VALUE! | #VALUE! | #VALUE! | #VALUE! | #VALUE! | #VALUE! | #VALUE! | #VALUE! | #VALUE! | #VALUE! | #VALUE! | #VALUE! | #VALUE! | #VALUE! | #VALUE! | #VALUE! | #VALUE! | #VALUE! | #VALUE! | #VALUE! | #VALUE! | #VALUE! | #VALUE! | #VALUE! | #VALUE! | #VALUE! | #VALUE! | #VALUE! | #VALUE! | #VALUE! | #VALUE! | #VALUE! | #VALUE! | #VALUE! | #VALUE! | #VALUE! | #VALUE! | #VALUE! | #VALUE! | #VALUE! | #VALUE! | #VALUE! | #VALUE! | #VALUE! | #VALUE! | #VALUE! | #VALUE! | #VALUE! | #VALUE! | #VALUE! | #VALUE! | #VALUE! | #VALUE! | #VALUE! | #VALUE! | #VALUE! | #VALUE! | #VALUE! | #VALUE! | #VALUE! | #VALUE! | #VALUE! | #VALUE! | #VALUE! | #VALUE! | #VALUE! | #VALUE! | #VALUE! | #VALUE! | #VALUE! | #VALUE! | #VALUE! | #VALUE! | #VALUE! | #VALUE! | #VALUE! | #VALUE! | #VALUE! | #VALUE! | #VALUE! | #VALUE! | #VALUE! | #VALUE! | #VALUE! | #VALUE! | #VALUE! | #VALUE! | #VALUE! | #VALUE! | #VALUE! | #VALUE! | #VALUE! | #VALUE! | #VALUE! | #VALUE! | #VALUE! | #VALUE! | #VALUE! | #VALUE! | #VALUE! | #VALUE! | #VALUE! | #VALUE! | #VALUE! | #VALUE! | #VALUE! | #VALUE!
| 10th |  | #VALUE! | #VALUE! | #VALUE! | #VALUE! | #VALUE! | #VALUE! | #VALUE! | #VALUE! | #VALUE! | #VALUE! | #VALUE! | #VALUE! | #VALUE! | #VALUE! | #VALUE! | #VALUE! | #VALUE! | #VALUE! | #VALUE! | #VALUE! | #VALUE! | #VALUE! | #VALUE! | #VALUE! | #VALUE! | #VALUE! | #VALUE! | #VALUE! | #VALUE! | #VALUE! | #VALUE! | #VALUE! | #VALUE! | #VALUE! | #VALUE! | #VALUE! | #VALUE! | #VALUE! | #VALUE! | #VALUE! | #VALUE! | #VALUE! | #VALUE! | #VALUE! | #VALUE! | #VALUE! | #VALUE! | #VALUE! | #VALUE! | #VALUE! | #VALUE! | #VALUE! | #VALUE! | #VALUE! | #VALUE! | #VALUE! | #VALUE! | #VALUE! | #VALUE! | #VALUE! | #VALUE! | #VALUE! | #VALUE! | #VALUE! | #VALUE! | #VALUE! | #VALUE! | #VALUE! | #VALUE! | #VALUE! | #VALUE! | #VALUE! | #VALUE! | #VALUE! | #VALUE! | #VALUE! | #VALUE! | #VALUE! | #VALUE! | #VALUE! | #VALUE! | #VALUE! | #VALUE! | #VALUE! | #VALUE! | #VALUE! | #VALUE! | #VALUE! | #VALUE! | #VALUE! | #VALUE! | #VALUE! | #VALUE! | #VALUE! | #VALUE! | #VALUE! | #VALUE! | #VALUE! | #VALUE! | #VALUE! | #VALUE! | #VALUE! | #VALUE! | #VALUE! | #VALUE! | #VALUE! | #VALUE! | #VALUE! | #VALUE! | #VALUE! | #VALUE!
| 25th |  | #VALUE! | #VALUE! | #VALUE! | #VALUE! | #VALUE! | #VALUE! | #VALUE! | #VALUE! | #VALUE! | #VALUE! | #VALUE! | #VALUE! | #VALUE! | #VALUE! | #VALUE! | #VALUE! | #VALUE! | #VALUE! | #VALUE! | #VALUE! | #VALUE! | #VALUE! | #VALUE! | #VALUE! | #VALUE! | #VALUE! | #VALUE! | #VALUE! | #VALUE! | #VALUE! | #VALUE! | #VALUE! | #VALUE! | #VALUE! | #VALUE! | #VALUE! | #VALUE! | #VALUE! | #VALUE! | #VALUE! | #VALUE! | #VALUE! | #VALUE! | #VALUE! | #VALUE! | #VALUE! | #VALUE! | #VALUE! | #VALUE! | #VALUE! | #VALUE! | #VALUE! | #VALUE! | #VALUE! | #VALUE! | #VALUE! | #VALUE! | #VALUE! | #VALUE! | #VALUE! | #VALUE! | #VALUE! | #VALUE! | #VALUE! | #VALUE! | #VALUE! | #VALUE! | #VALUE! | #VALUE! | #VALUE! | #VALUE! | #VALUE! | #VALUE! | #VALUE! | #VALUE! | #VALUE! | #VALUE! | #VALUE! | #VALUE! | #VALUE! | #VALUE! | #VALUE! | #VALUE! | #VALUE! | #VALUE! | #VALUE! | #VALUE! | #VALUE! | #VALUE! | #VALUE! | #VALUE! | #VALUE! | #VALUE! | #VALUE! | #VALUE! | #VALUE! | #VALUE! | #VALUE! | #VALUE! | #VALUE! | #VALUE! | #VALUE! | #VALUE! | #VALUE! | #VALUE! | #VALUE! | #VALUE! | #VALUE! | #VALUE! | #VALUE! | #VALUE!
| 75th |  | #VALUE! | #VALUE! | #VALUE! | #VALUE! | #VALUE! | #VALUE! | #VALUE! | #VALUE! | #VALUE! | #VALUE! | #VALUE! | #VALUE! | #VALUE! | #VALUE! | #VALUE! | #VALUE! | #VALUE! | #VALUE! | #VALUE! | #VALUE! | #VALUE! | #VALUE! | #VALUE! | #VALUE! | #VALUE! | #VALUE! | #VALUE! | #VALUE! | #VALUE! | #VALUE! | #VALUE! | #VALUE! | #VALUE! | #VALUE! | #VALUE! | #VALUE! | #VALUE! | #VALUE! | #VALUE! | #VALUE! | #VALUE! | #VALUE! | #VALUE! | #VALUE! | #VALUE! | #VALUE! | #VALUE! | #VALUE! | #VALUE! | #VALUE! | #VALUE! | #VALUE! | #VALUE! | #VALUE! | #VALUE! | #VALUE! | #VALUE! | #VALUE! | #VALUE! | #VALUE! | #VALUE! | #VALUE! | #VALUE! | #VALUE! | #VALUE! | #VALUE! | #VALUE! | #VALUE! | #VALUE! | #VALUE! | #VALUE! | #VALUE! | #VALUE! | #VALUE! | #VALUE! | #VALUE! | #VALUE! | #VALUE! | #VALUE! | #VALUE! | #VALUE! | #VALUE! | #VALUE! | #VALUE! | #VALUE! | #VALUE! | #VALUE! | #VALUE! | #VALUE! | #VALUE! | #VALUE! | #VALUE! | #VALUE! | #VALUE! | #VALUE! | #VALUE! | #VALUE! | #VALUE! | #VALUE! | #VALUE! | #VALUE! | #VALUE! | #VALUE! | #VALUE! | #VALUE! | #VALUE! | #VALUE! | #VALUE! | #VALUE! | #VALUE! | #VALUE!
| 90th |  | #VALUE! | #VALUE! | #VALUE! | #VALUE! | #VALUE! | #VALUE! | #VALUE! | #VALUE! | #VALUE! | #VALUE! | #VALUE! | #VALUE! | #VALUE! | #VALUE! | #VALUE! | #VALUE! | #VALUE! | #VALUE! | #VALUE! | #VALUE! | #VALUE! | #VALUE! | #VALUE! | #VALUE! | #VALUE! | #VALUE! | #VALUE! | #VALUE! | #VALUE! | #VALUE! | #VALUE! | #VALUE! | #VALUE! | #VALUE! | #VALUE! | #VALUE! | #VALUE! | #VALUE! | #VALUE! | #VALUE! | #VALUE! | #VALUE! | #VALUE! | #VALUE! | #VALUE! | #VALUE! | #VALUE! | #VALUE! | #VALUE! | #VALUE! | #VALUE! | #VALUE! | #VALUE! | #VALUE! | #VALUE! | #VALUE! | #VALUE! | #VALUE! | #VALUE! | #VALUE! | #VALUE! | #VALUE! | #VALUE! | #VALUE! | #VALUE! | #VALUE! | #VALUE! | #VALUE! | #VALUE! | #VALUE! | #VALUE! | #VALUE! | #VALUE! | #VALUE! | #VALUE! | #VALUE! | #VALUE! | #VALUE! | #VALUE! | #VALUE! | #VALUE! | #VALUE! | #VALUE! | #VALUE! | #VALUE! | #VALUE! | #VALUE! | #VALUE! | #VALUE! | #VALUE! | #VALUE! | #VALUE! | #VALUE! | #VALUE! | #VALUE! | #VALUE! | #VALUE! | #VALUE! | #VALUE! | #VALUE! | #VALUE! | #VALUE! | #VALUE! | #VALUE! | #VALUE! | #VALUE! | #VALUE! | #VALUE! | #VALUE! | #VALUE! | #VALUE!
INFLOW TO LP | avg |  | #DIV/0! | #DIV/0! | #DIV/0! | #DIV/0! | #DIV/0! | #DIV/0! | #DIV/0! | #DIV/0! | #DIV/0! | #DIV/0! | #DIV/0! | #DIV/0! | #DIV/0! | #DIV/0! | #DIV/0! | #DIV/0! | #DIV/0! | #DIV/0! | #DIV/0! | #DIV/0! | #DIV/0! | #DIV/0! | #DIV/0! | #DIV/0! | #DIV/0! | #DIV/0! | #DIV/0! | #DIV/0! | #DIV/0! | #DIV/0! | #DIV/0! | #DIV/0! | #DIV/0! | #DIV/0! | #DIV/0! | #DIV/0! | #DIV/0! | #DIV/0! | #DIV/0! | #DIV/0! | #DIV/0! | #DIV/0! | #DIV/0! | #DIV/0! | #DIV/0! | #DIV/0! | #DIV/0! | #DIV/0! | #DIV/0! | #DIV/0! | #DIV/0! | #DIV/0! | #DIV/0! | #DIV/0! | #DIV/0! | #DIV/0! | #DIV/0! | #DIV/0! | #DIV/0! | #DIV/0! | #DIV/0! | #DIV/0! | #DIV/0! | #DIV/0! | #DIV/0! | #DIV/0! | #DIV/0! | #DIV/0! | #DIV/0! | #DIV/0! | #DIV/0! | #DIV/0! | #DIV/0! | #DIV/0! | #DIV/0! | #DIV/0! | #DIV/0! | #DIV/0! | #DIV/0! | #DIV/0! | #DIV/0! | #DIV/0! | #DIV/0! | #DIV/0! | #DIV/0! | #DIV/0! | #DIV/0! | #DIV/0! | #DIV/0! | #DIV/0! | #DIV/0! | #DIV/0! | #DIV/0! | #DIV/0! | #DIV/0! | #DIV/0! | #DIV/0! | #DIV/0! | #DIV/0! | #DIV/0! | #DIV/0! | #DIV/0! | #DIV/0! | #DIV/0! | #DIV/0! | #DIV/0! | #DIV/0! | #DIV/0! | #DIV/0! | #DIV/0! | #DIV/0!
| median |  | #VALUE! | #VALUE! | #VALUE! | #VALUE! | #VALUE! | #VALUE! | #VALUE! | #VALUE! | #VALUE! | #VALUE! | #VALUE! | #VALUE! | #VALUE! | #VALUE! | #VALUE! | #VALUE! | #VALUE! | #VALUE! | #VALUE! | #VALUE! | #VALUE! | #VALUE! | #VALUE! | #VALUE! | #VALUE! | #VALUE! | #VALUE! | #VALUE! | #VALUE! | #VALUE! | #VALUE! | #VALUE! | #VALUE! | #VALUE! | #VALUE! | #VALUE! | #VALUE! | #VALUE! | #VALUE! | #VALUE! | #VALUE! | #VALUE! | #VALUE! | #VALUE! | #VALUE! | #VALUE! | #VALUE! | #VALUE! | #VALUE! | #VALUE! | #VALUE! | #VALUE! | #VALUE! | #VALUE! | #VALUE! | #VALUE! | #VALUE! | #VALUE! | #VALUE! | #VALUE! | #VALUE! | #VALUE! | #VALUE! | #VALUE! | #VALUE! | #VALUE! | #VALUE! | #VALUE! | #VALUE! | #VALUE! | #VALUE! | #VALUE! | #VALUE! | #VALUE! | #VALUE! | #VALUE! | #VALUE! | #VALUE! | #VALUE! | #VALUE! | #VALUE! | #VALUE! | #VALUE! | #VALUE! | #VALUE! | #VALUE! | #VALUE! | #VALUE! | #VALUE! | #VALUE! | #VALUE! | #VALUE! | #VALUE! | #VALUE! | #VALUE! | #VALUE! | #VALUE! | #VALUE! | #VALUE! | #VALUE! | #VALUE! | #VALUE! | #VALUE! | #VALUE! | #VALUE! | #VALUE! | #VALUE! | #VALUE! | #VALUE! | #VALUE! | #VALUE!
| 10th |  | #VALUE! | #VALUE! | #VALUE! | #VALUE! | #VALUE! | #VALUE! | #VALUE! | #VALUE! | #VALUE! | #VALUE! | #VALUE! | #VALUE! | #VALUE! | #VALUE! | #VALUE! | #VALUE! | #VALUE! | #VALUE! | #VALUE! | #VALUE! | #VALUE! | #VALUE! | #VALUE! | #VALUE! | #VALUE! | #VALUE! | #VALUE! | #VALUE! | #VALUE! | #VALUE! | #VALUE! | #VALUE! | #VALUE! | #VALUE! | #VALUE! | #VALUE! | #VALUE! | #VALUE! | #VALUE! | #VALUE! | #VALUE! | #VALUE! | #VALUE! | #VALUE! | #VALUE! | #VALUE! | #VALUE! | #VALUE! | #VALUE! | #VALUE! | #VALUE! | #VALUE! | #VALUE! | #VALUE! | #VALUE! | #VALUE! | #VALUE! | #VALUE! | #VALUE! | #VALUE! | #VALUE! | #VALUE! | #VALUE! | #VALUE! | #VALUE! | #VALUE! | #VALUE! | #VALUE! | #VALUE! | #VALUE! | #VALUE! | #VALUE! | #VALUE! | #VALUE! | #VALUE! | #VALUE! | #VALUE! | #VALUE! | #VALUE! | #VALUE! | #VALUE! | #VALUE! | #VALUE! | #VALUE! | #VALUE! | #VALUE! | #VALUE! | #VALUE! | #VALUE! | #VALUE! | #VALUE! | #VALUE! | #VALUE! | #VALUE! | #VALUE! | #VALUE! | #VALUE! | #VALUE! | #VALUE! | #VALUE! | #VALUE! | #VALUE! | #VALUE! | #VALUE! | #VALUE! | #VALUE! | #VALUE! | #VALUE! | #VALUE! | #VALUE! | #VALUE!
| 25th |  | #VALUE! | #VALUE! | #VALUE! | #VALUE! | #VALUE! | #VALUE! | #VALUE! | #VALUE! | #VALUE! | #VALUE! | #VALUE! | #VALUE! | #VALUE! | #VALUE! | #VALUE! | #VALUE! | #VALUE! | #VALUE! | #VALUE! | #VALUE! | #VALUE! | #VALUE! | #VALUE! | #VALUE! | #VALUE! | #VALUE! | #VALUE! | #VALUE! | #VALUE! | #VALUE! | #VALUE! | #VALUE! | #VALUE! | #VALUE! | #VALUE! | #VALUE! | #VALUE! | #VALUE! | #VALUE! | #VALUE! | #VALUE! | #VALUE! | #VALUE! | #VALUE! | #VALUE! | #VALUE! | #VALUE! | #VALUE! | #VALUE! | #VALUE! | #VALUE! | #VALUE! | #VALUE! | #VALUE! | #VALUE! | #VALUE! | #VALUE! | #VALUE! | #VALUE! | #VALUE! | #VALUE! | #VALUE! | #VALUE! | #VALUE! | #VALUE! | #VALUE! | #VALUE! | #VALUE! | #VALUE! | #VALUE! | #VALUE! | #VALUE! | #VALUE! | #VALUE! | #VALUE! | #VALUE! | #VALUE! | #VALUE! | #VALUE! | #VALUE! | #VALUE! | #VALUE! | #VALUE! | #VALUE! | #VALUE! | #VALUE! | #VALUE! | #VALUE! | #VALUE! | #VALUE! | #VALUE! | #VALUE! | #VALUE! | #VALUE! | #VALUE! | #VALUE! | #VALUE! | #VALUE! | #VALUE! | #VALUE! | #VALUE! | #VALUE! | #VALUE! | #VALUE! | #VALUE! | #VALUE! | #VALUE! | #VALUE! | #VALUE! | #VALUE! | #VALUE!
| 75th |  | #VALUE! | #VALUE! | #VALUE! | #VALUE! | #VALUE! | #VALUE! | #VALUE! | #VALUE! | #VALUE! | #VALUE! | #VALUE! | #VALUE! | #VALUE! | #VALUE! | #VALUE! | #VALUE! | #VALUE! | #VALUE! | #VALUE! | #VALUE! | #VALUE! | #VALUE! | #VALUE! | #VALUE! | #VALUE! | #VALUE! | #VALUE! | #VALUE! | #VALUE! | #VALUE! | #VALUE! | #VALUE! | #VALUE! | #VALUE! | #VALUE! | #VALUE! | #VALUE! | #VALUE! | #VALUE! | #VALUE! | #VALUE! | #VALUE! | #VALUE! | #VALUE! | #VALUE! | #VALUE! | #VALUE! | #VALUE! | #VALUE! | #VALUE! | #VALUE! | #VALUE! | #VALUE! | #VALUE! | #VALUE! | #VALUE! | #VALUE! | #VALUE! | #VALUE! | #VALUE! | #VALUE! | #VALUE! | #VALUE! | #VALUE! | #VALUE! | #VALUE! | #VALUE! | #VALUE! | #VALUE! | #VALUE! | #VALUE! | #VALUE! | #VALUE! | #VALUE! | #VALUE! | #VALUE! | #VALUE! | #VALUE! | #VALUE! | #VALUE! | #VALUE! | #VALUE! | #VALUE! | #VALUE! | #VALUE! | #VALUE! | #VALUE! | #VALUE! | #VALUE! | #VALUE! | #VALUE! | #VALUE! | #VALUE! | #VALUE! | #VALUE! | #VALUE! | #VALUE! | #VALUE! | #VALUE! | #VALUE! | #VALUE! | #VALUE! | #VALUE! | #VALUE! | #VALUE! | #VALUE! | #VALUE! | #VALUE! | #VALUE! | #VALUE! | #VALUE!
| 90th |  | #VALUE! | #VALUE! | #VALUE! | #VALUE! | #VALUE! | #VALUE! | #VALUE! | #VALUE! | #VALUE! | #VALUE! | #VALUE! | #VALUE! | #VALUE! | #VALUE! | #VALUE! | #VALUE! | #VALUE! | #VALUE! | #VALUE! | #VALUE! | #VALUE! | #VALUE! | #VALUE! | #VALUE! | #VALUE! | #VALUE! | #VALUE! | #VALUE! | #VALUE! | #VALUE! | #VALUE! | #VALUE! | #VALUE! | #VALUE! | #VALUE! | #VALUE! | #VALUE! | #VALUE! | #VALUE! | #VALUE! | #VALUE! | #VALUE! | #VALUE! | #VALUE! | #VALUE! | #VALUE! | #VALUE! | #VALUE! | #VALUE! | #VALUE! | #VALUE! | #VALUE! | #VALUE! | #VALUE! | #VALUE! | #VALUE! | #VALUE! | #VALUE! | #VALUE! | #VALUE! | #VALUE! | #VALUE! | #VALUE! | #VALUE! | #VALUE! | #VALUE! | #VALUE! | #VALUE! | #VALUE! | #VALUE! | #VALUE! | #VALUE! | #VALUE! | #VALUE! | #VALUE! | #VALUE! | #VALUE! | #VALUE! | #VALUE! | #VALUE! | #VALUE! | #VALUE! | #VALUE! | #VALUE! | #VALUE! | #VALUE! | #VALUE! | #VALUE! | #VALUE! | #VALUE! | #VALUE! | #VALUE! | #VALUE! | #VALUE! | #VALUE! | #VALUE! | #VALUE! | #VALUE! | #VALUE! | #VALUE! | #VALUE! | #VALUE! | #VALUE! | #VALUE! | #VALUE! | #VALUE! | #VALUE! | #VALUE! | #VALUE! | #VALUE! | #VALUE!
POWELL STORAGE | avg |  | #DIV/0! | #DIV/0! | #DIV/0! | #DIV/0! | #DIV/0! | #DIV/0! | #DIV/0! | #DIV/0! | #DIV/0! | #DIV/0! | #DIV/0! | #DIV/0! | #DIV/0! | #DIV/0! | #DIV/0! | #DIV/0! | #DIV/0! | #DIV/0! | #DIV/0! | #DIV/0! | #DIV/0! | #DIV/0! | #DIV/0! | #DIV/0! | #DIV/0! | #DIV/0! | #DIV/0! | #DIV/0! | #DIV/0! | #DIV/0! | #DIV/0! | #DIV/0! | #DIV/0! | #DIV/0! | #DIV/0! | #DIV/0! | #DIV/0! | #DIV/0! | #DIV/0! | #DIV/0! | #DIV/0! | #DIV/0! | #DIV/0! | #DIV/0! | #DIV/0! | #DIV/0! | #DIV/0! | #DIV/0! | #DIV/0! | #DIV/0! | #DIV/0! | #DIV/0! | #DIV/0! | #DIV/0! | #DIV/0! | #DIV/0! | #DIV/0! | #DIV/0! | #DIV/0! | #DIV/0! | #DIV/0! | #DIV/0! | #DIV/0! | #DIV/0! | #DIV/0! | #DIV/0! | #DIV/0! | #DIV/0! | #DIV/0! | #DIV/0! | #DIV/0! | #DIV/0! | #DIV/0! | #DIV/0! | #DIV/0! | #DIV/0! | #DIV/0! | #DIV/0! | #DIV/0! | #DIV/0! | #DIV/0! | #DIV/0! | #DIV/0! | #DIV/0! | #DIV/0! | #DIV/0! | #DIV/0! | #DIV/0! | #DIV/0! | #DIV/0! | #DIV/0! | #DIV/0! | #DIV/0! | #DIV/0! | #DIV/0! | #DIV/0! | #DIV/0! | #DIV/0! | #DIV/0! | #DIV/0! | #DIV/0! | #DIV/0! | #DIV/0! | #DIV/0! | #DIV/0! | #DIV/0! | #DIV/0! | #DIV/0! | #DIV/0! | #DIV/0! | #DIV/0!
| median |  | #VALUE! | #VALUE! | #VALUE! | #VALUE! | #VALUE! | #VALUE! | #VALUE! | #VALUE! | #VALUE! | #VALUE! | #VALUE! | #VALUE! | #VALUE! | #VALUE! | #VALUE! | #VALUE! | #VALUE! | #VALUE! | #VALUE! | #VALUE! | #VALUE! | #VALUE! | #VALUE! | #VALUE! | #VALUE! | #VALUE! | #VALUE! | #VALUE! | #VALUE! | #VALUE! | #VALUE! | #VALUE! | #VALUE! | #VALUE! | #VALUE! | #VALUE! | #VALUE! | #VALUE! | #VALUE! | #VALUE! | #VALUE! | #VALUE! | #VALUE! | #VALUE! | #VALUE! | #VALUE! | #VALUE! | #VALUE! | #VALUE! | #VALUE! | #VALUE! | #VALUE! | #VALUE! | #VALUE! | #VALUE! | #VALUE! | #VALUE! | #VALUE! | #VALUE! | #VALUE! | #VALUE! | #VALUE! | #VALUE! | #VALUE! | #VALUE! | #VALUE! | #VALUE! | #VALUE! | #VALUE! | #VALUE! | #VALUE! | #VALUE! | #VALUE! | #VALUE! | #VALUE! | #VALUE! | #VALUE! | #VALUE! | #VALUE! | #VALUE! | #VALUE! | #VALUE! | #VALUE! | #VALUE! | #VALUE! | #VALUE! | #VALUE! | #VALUE! | #VALUE! | #VALUE! | #VALUE! | #VALUE! | #VALUE! | #VALUE! | #VALUE! | #VALUE! | #VALUE! | #VALUE! | #VALUE! | #VALUE! | #VALUE! | #VALUE! | #VALUE! | #VALUE! | #VALUE! | #VALUE! | #VALUE! | #VALUE! | #VALUE! | #VALUE! | #VALUE!
| 10th |  | #VALUE! | #VALUE! | #VALUE! | #VALUE! | #VALUE! | #VALUE! | #VALUE! | #VALUE! | #VALUE! | #VALUE! | #VALUE! | #VALUE! | #VALUE! | #VALUE! | #VALUE! | #VALUE! | #VALUE! | #VALUE! | #VALUE! | #VALUE! | #VALUE! | #VALUE! | #VALUE! | #VALUE! | #VALUE! | #VALUE! | #VALUE! | #VALUE! | #VALUE! | #VALUE! | #VALUE! | #VALUE! | #VALUE! | #VALUE! | #VALUE! | #VALUE! | #VALUE! | #VALUE! | #VALUE! | #VALUE! | #VALUE! | #VALUE! | #VALUE! | #VALUE! | #VALUE! | #VALUE! | #VALUE! | #VALUE! | #VALUE! | #VALUE! | #VALUE! | #VALUE! | #VALUE! | #VALUE! | #VALUE! | #VALUE! | #VALUE! | #VALUE! | #VALUE! | #VALUE! | #VALUE! | #VALUE! | #VALUE! | #VALUE! | #VALUE! | #VALUE! | #VALUE! | #VALUE! | #VALUE! | #VALUE! | #VALUE! | #VALUE! | #VALUE! | #VALUE! | #VALUE! | #VALUE! | #VALUE! | #VALUE! | #VALUE! | #VALUE! | #VALUE! | #VALUE! | #VALUE! | #VALUE! | #VALUE! | #VALUE! | #VALUE! | #VALUE! | #VALUE! | #VALUE! | #VALUE! | #VALUE! | #VALUE! | #VALUE! | #VALUE! | #VALUE! | #VALUE! | #VALUE! | #VALUE! | #VALUE! | #VALUE! | #VALUE! | #VALUE! | #VALUE! | #VALUE! | #VALUE! | #VALUE! | #VALUE! | #VALUE! | #VALUE! | #VALUE!
| 25th |  | #VALUE! | #VALUE! | #VALUE! | #VALUE! | #VALUE! | #VALUE! | #VALUE! | #VALUE! | #VALUE! | #VALUE! | #VALUE! | #VALUE! | #VALUE! | #VALUE! | #VALUE! | #VALUE! | #VALUE! | #VALUE! | #VALUE! | #VALUE! | #VALUE! | #VALUE! | #VALUE! | #VALUE! | #VALUE! | #VALUE! | #VALUE! | #VALUE! | #VALUE! | #VALUE! | #VALUE! | #VALUE! | #VALUE! | #VALUE! | #VALUE! | #VALUE! | #VALUE! | #VALUE! | #VALUE! | #VALUE! | #VALUE! | #VALUE! | #VALUE! | #VALUE! | #VALUE! | #VALUE! | #VALUE! | #VALUE! | #VALUE! | #VALUE! | #VALUE! | #VALUE! | #VALUE! | #VALUE! | #VALUE! | #VALUE! | #VALUE! | #VALUE! | #VALUE! | #VALUE! | #VALUE! | #VALUE! | #VALUE! | #VALUE! | #VALUE! | #VALUE! | #VALUE! | #VALUE! | #VALUE! | #VALUE! | #VALUE! | #VALUE! | #VALUE! | #VALUE! | #VALUE! | #VALUE! | #VALUE! | #VALUE! | #VALUE! | #VALUE! | #VALUE! | #VALUE! | #VALUE! | #VALUE! | #VALUE! | #VALUE! | #VALUE! | #VALUE! | #VALUE! | #VALUE! | #VALUE! | #VALUE! | #VALUE! | #VALUE! | #VALUE! | #VALUE! | #VALUE! | #VALUE! | #VALUE! | #VALUE! | #VALUE! | #VALUE! | #VALUE! | #VALUE! | #VALUE! | #VALUE! | #VALUE! | #VALUE! | #VALUE! | #VALUE! | #VALUE!
| 75th |  | #VALUE! | #VALUE! | #VALUE! | #VALUE! | #VALUE! | #VALUE! | #VALUE! | #VALUE! | #VALUE! | #VALUE! | #VALUE! | #VALUE! | #VALUE! | #VALUE! | #VALUE! | #VALUE! | #VALUE! | #VALUE! | #VALUE! | #VALUE! | #VALUE! | #VALUE! | #VALUE! | #VALUE! | #VALUE! | #VALUE! | #VALUE! | #VALUE! | #VALUE! | #VALUE! | #VALUE! | #VALUE! | #VALUE! | #VALUE! | #VALUE! | #VALUE! | #VALUE! | #VALUE! | #VALUE! | #VALUE! | #VALUE! | #VALUE! | #VALUE! | #VALUE! | #VALUE! | #VALUE! | #VALUE! | #VALUE! | #VALUE! | #VALUE! | #VALUE! | #VALUE! | #VALUE! | #VALUE! | #VALUE! | #VALUE! | #VALUE! | #VALUE! | #VALUE! | #VALUE! | #VALUE! | #VALUE! | #VALUE! | #VALUE! | #VALUE! | #VALUE! | #VALUE! | #VALUE! | #VALUE! | #VALUE! | #VALUE! | #VALUE! | #VALUE! | #VALUE! | #VALUE! | #VALUE! | #VALUE! | #VALUE! | #VALUE! | #VALUE! | #VALUE! | #VALUE! | #VALUE! | #VALUE! | #VALUE! | #VALUE! | #VALUE! | #VALUE! | #VALUE! | #VALUE! | #VALUE! | #VALUE! | #VALUE! | #VALUE! | #VALUE! | #VALUE! | #VALUE! | #VALUE! | #VALUE! | #VALUE! | #VALUE! | #VALUE! | #VALUE! | #VALUE! | #VALUE! | #VALUE! | #VALUE! | #VALUE! | #VALUE! | #VALUE! | #VALUE!
| 90th |  | #VALUE! | #VALUE! | #VALUE! | #VALUE! | #VALUE! | #VALUE! | #VALUE! | #VALUE! | #VALUE! | #VALUE! | #VALUE! | #VALUE! | #VALUE! | #VALUE! | #VALUE! | #VALUE! | #VALUE! | #VALUE! | #VALUE! | #VALUE! | #VALUE! | #VALUE! | #VALUE! | #VALUE! | #VALUE! | #VALUE! | #VALUE! | #VALUE! | #VALUE! | #VALUE! | #VALUE! | #VALUE! | #VALUE! | #VALUE! | #VALUE! | #VALUE! | #VALUE! | #VALUE! | #VALUE! | #VALUE! | #VALUE! | #VALUE! | #VALUE! | #VALUE! | #VALUE! | #VALUE! | #VALUE! | #VALUE! | #VALUE! | #VALUE! | #VALUE! | #VALUE! | #VALUE! | #VALUE! | #VALUE! | #VALUE! | #VALUE! | #VALUE! | #VALUE! | #VALUE! | #VALUE! | #VALUE! | #VALUE! | #VALUE! | #VALUE! | #VALUE! | #VALUE! | #VALUE! | #VALUE! | #VALUE! | #VALUE! | #VALUE! | #VALUE! | #VALUE! | #VALUE! | #VALUE! | #VALUE! | #VALUE! | #VALUE! | #VALUE! | #VALUE! | #VALUE! | #VALUE! | #VALUE! | #VALUE! | #VALUE! | #VALUE! | #VALUE! | #VALUE! | #VALUE! | #VALUE! | #VALUE! | #VALUE! | #VALUE! | #VALUE! | #VALUE! | #VALUE! | #VALUE! | #VALUE! | #VALUE! | #VALUE! | #VALUE! | #VALUE! | #VALUE! | #VALUE! | #VALUE! | #VALUE! | #VALUE! | #VALUE! | #VALUE! | #VALUE!
| % > 20 |  | 0 | 0 | 0 | 0 | 0 | 0 | 0 | 0 | 0 | 0 | 0 | 0 | 0 | 0 | 0 | 0 | 0 | 0 | 0 | 0 | 0 | 0 | 0 | 0 | 0 | 0 | 0 | 0 | 0 | 0 | 0 | 0 | 0 | 0 | 0 | 0 | 0 | 0 | 0 | 0 | 0 | 0 | 0 | 0 | 0 | 0 | 0 | 0 | 0 | 0 | 0 | 0 | 0 | 0 | 0 | 0 | 0 | 0 | 0 | 0 | 0 | 0 | 0 | 0 | 0 | 0 | 0 | 0 | 0 | 0 | 0 | 0 | 0 | 0 | 0 | 0 | 0 | 0 | 0 | 0 | 0 | 0 | 0 | 0 | 0 | 0 | 0 | 0 | 0 | 0 | 0 | 0 | 0 | 0 | 0 | 0 | 0 | 0 | 0 | 0 | 0 | 0 | 0 | 0 | 0 | 0 | 0 | 0 | 0 | 0 | 0
| % > 22 |  | 0 | 0 | 0 | 0 | 0 | 0 | 0 | 0 | 0 | 0 | 0 | 0 | 0 | 0 | 0 | 0 | 0 | 0 | 0 | 0 | 0 | 0 | 0 | 0 | 0 | 0 | 0 | 0 | 0 | 0 | 0 | 0 | 0 | 0 | 0 | 0 | 0 | 0 | 0 | 0 | 0 | 0 | 0 | 0 | 0 | 0 | 0 | 0 | 0 | 0 | 0 | 0 | 0 | 0 | 0 | 0 | 0 | 0 | 0 | 0 | 0 | 0 | 0 | 0 | 0 | 0 | 0 | 0 | 0 | 0 | 0 | 0 | 0 | 0 | 0 | 0 | 0 | 0 | 0 | 0 | 0 | 0 | 0 | 0 | 0 | 0 | 0 | 0 | 0 | 0 | 0 | 0 | 0 | 0 | 0 | 0 | 0 | 0 | 0 | 0 | 0 | 0 | 0 | 0 | 0 | 0 | 0 | 0 | 0 | 0 | 0
| % > 24 |  | 0 | 0 | 0 | 0 | 0 | 0 | 0 | 0 | 0 | 0 | 0 | 0 | 0 | 0 | 0 | 0 | 0 | 0 | 0 | 0 | 0 | 0 | 0 | 0 | 0 | 0 | 0 | 0 | 0 | 0 | 0 | 0 | 0 | 0 | 0 | 0 | 0 | 0 | 0 | 0 | 0 | 0 | 0 | 0 | 0 | 0 | 0 | 0 | 0 | 0 | 0 | 0 | 0 | 0 | 0 | 0 | 0 | 0 | 0 | 0 | 0 | 0 | 0 | 0 | 0 | 0 | 0 | 0 | 0 | 0 | 0 | 0 | 0 | 0 | 0 | 0 | 0 | 0 | 0 | 0 | 0 | 0 | 0 | 0 | 0 | 0 | 0 | 0 | 0 | 0 | 0 | 0 | 0 | 0 | 0 | 0 | 0 | 0 | 0 | 0 | 0 | 0 | 0 | 0 | 0 | 0 | 0 | 0 | 0 | 0 | 0
| % > 26 |  | 0 | 0 | 0 | 0 | 0 | 0 | 0 | 0 | 0 | 0 | 0 | 0 | 0 | 0 | 0 | 0 | 0 | 0 | 0 | 0 | 0 | 0 | 0 | 0 | 0 | 0 | 0 | 0 | 0 | 0 | 0 | 0 | 0 | 0 | 0 | 0 | 0 | 0 | 0 | 0 | 0 | 0 | 0 | 0 | 0 | 0 | 0 | 0 | 0 | 0 | 0 | 0 | 0 | 0 | 0 | 0 | 0 | 0 | 0 | 0 | 0 | 0 | 0 | 0 | 0 | 0 | 0 | 0 | 0 | 0 | 0 | 0 | 0 | 0 | 0 | 0 | 0 | 0 | 0 | 0 | 0 | 0 | 0 | 0 | 0 | 0 | 0 | 0 | 0 | 0 | 0 | 0 | 0 | 0 | 0 | 0 | 0 | 0 | 0 | 0 | 0 | 0 | 0 | 0 | 0 | 0 | 0 | 0 | 0 | 0 | 0
POWELL ELEVATION | avg |  | #DIV/0! | #DIV/0! | #DIV/0! | #DIV/0! | #DIV/0! | #DIV/0! | #DIV/0! | #DIV/0! | #DIV/0! | #DIV/0! | #DIV/0! | #DIV/0! | #DIV/0! | #DIV/0! | #DIV/0! | #DIV/0! | #DIV/0! | #DIV/0! | #DIV/0! | #DIV/0! | #DIV/0! | #DIV/0! | #DIV/0! | #DIV/0! | #DIV/0! | #DIV/0! | #DIV/0! | #DIV/0! | #DIV/0! | #DIV/0! | #DIV/0! | #DIV/0! | #DIV/0! | #DIV/0! | #DIV/0! | #DIV/0! | #DIV/0! | #DIV/0! | #DIV/0! | #DIV/0! | #DIV/0! | #DIV/0! | #DIV/0! | #DIV/0! | #DIV/0! | #DIV/0! | #DIV/0! | #DIV/0! | #DIV/0! | #DIV/0! | #DIV/0! | #DIV/0! | #DIV/0! | #DIV/0! | #DIV/0! | #DIV/0! | #DIV/0! | #DIV/0! | #DIV/0! | #DIV/0! | #DIV/0! | #DIV/0! | #DIV/0! | #DIV/0! | #DIV/0! | #DIV/0! | #DIV/0! | #DIV/0! | #DIV/0! | #DIV/0! | #DIV/0! | #DIV/0! | #DIV/0! | #DIV/0! | #DIV/0! | #DIV/0! | #DIV/0! | #DIV/0! | #DIV/0! | #DIV/0! | #DIV/0! | #DIV/0! | #DIV/0! | #DIV/0! | #DIV/0! | #DIV/0! | #DIV/0! | #DIV/0! | #DIV/0! | #DIV/0! | #DIV/0! | #DIV/0! | #DIV/0! | #DIV/0! | #DIV/0! | #DIV/0! | #DIV/0! | #DIV/0! | #DIV/0! | #DIV/0! | #DIV/0! | #DIV/0! | #DIV/0! | #DIV/0! | #DIV/0! | #DIV/0! | #DIV/0! | #DIV/0! | #DIV/0! | #DIV/0! | #DIV/0!
| median |  | #VALUE! | #VALUE! | #VALUE! | #VALUE! | #VALUE! | #VALUE! | #VALUE! | #VALUE! | #VALUE! | #VALUE! | #VALUE! | #VALUE! | #VALUE! | #VALUE! | #VALUE! | #VALUE! | #VALUE! | #VALUE! | #VALUE! | #VALUE! | #VALUE! | #VALUE! | #VALUE! | #VALUE! | #VALUE! | #VALUE! | #VALUE! | #VALUE! | #VALUE! | #VALUE! | #VALUE! | #VALUE! | #VALUE! | #VALUE! | #VALUE! | #VALUE! | #VALUE! | #VALUE! | #VALUE! | #VALUE! | #VALUE! | #VALUE! | #VALUE! | #VALUE! | #VALUE! | #VALUE! | #VALUE! | #VALUE! | #VALUE! | #VALUE! | #VALUE! | #VALUE! | #VALUE! | #VALUE! | #VALUE! | #VALUE! | #VALUE! | #VALUE! | #VALUE! | #VALUE! | #VALUE! | #VALUE! | #VALUE! | #VALUE! | #VALUE! | #VALUE! | #VALUE! | #VALUE! | #VALUE! | #VALUE! | #VALUE! | #VALUE! | #VALUE! | #VALUE! | #VALUE! | #VALUE! | #VALUE! | #VALUE! | #VALUE! | #VALUE! | #VALUE! | #VALUE! | #VALUE! | #VALUE! | #VALUE! | #VALUE! | #VALUE! | #VALUE! | #VALUE! | #VALUE! | #VALUE! | #VALUE! | #VALUE! | #VALUE! | #VALUE! | #VALUE! | #VALUE! | #VALUE! | #VALUE! | #VALUE! | #VALUE! | #VALUE! | #VALUE! | #VALUE! | #VALUE! | #VALUE! | #VALUE! | #VALUE! | #VALUE! | #VALUE! | #VALUE!
| 10th |  | #VALUE! | #VALUE! | #VALUE! | #VALUE! | #VALUE! | #VALUE! | #VALUE! | #VALUE! | #VALUE! | #VALUE! | #VALUE! | #VALUE! | #VALUE! | #VALUE! | #VALUE! | #VALUE! | #VALUE! | #VALUE! | #VALUE! | #VALUE! | #VALUE! | #VALUE! | #VALUE! | #VALUE! | #VALUE! | #VALUE! | #VALUE! | #VALUE! | #VALUE! | #VALUE! | #VALUE! | #VALUE! | #VALUE! | #VALUE! | #VALUE! | #VALUE! | #VALUE! | #VALUE! | #VALUE! | #VALUE! | #VALUE! | #VALUE! | #VALUE! | #VALUE! | #VALUE! | #VALUE! | #VALUE! | #VALUE! | #VALUE! | #VALUE! | #VALUE! | #VALUE! | #VALUE! | #VALUE! | #VALUE! | #VALUE! | #VALUE! | #VALUE! | #VALUE! | #VALUE! | #VALUE! | #VALUE! | #VALUE! | #VALUE! | #VALUE! | #VALUE! | #VALUE! | #VALUE! | #VALUE! | #VALUE! | #VALUE! | #VALUE! | #VALUE! | #VALUE! | #VALUE! | #VALUE! | #VALUE! | #VALUE! | #VALUE! | #VALUE! | #VALUE! | #VALUE! | #VALUE! | #VALUE! | #VALUE! | #VALUE! | #VALUE! | #VALUE! | #VALUE! | #VALUE! | #VALUE! | #VALUE! | #VALUE! | #VALUE! | #VALUE! | #VALUE! | #VALUE! | #VALUE! | #VALUE! | #VALUE! | #VALUE! | #VALUE! | #VALUE! | #VALUE! | #VALUE! | #VALUE! | #VALUE! | #VALUE! | #VALUE! | #VALUE! | #VALUE!
| 25th |  | #VALUE! | #VALUE! | #VALUE! | #VALUE! | #VALUE! | #VALUE! | #VALUE! | #VALUE! | #VALUE! | #VALUE! | #VALUE! | #VALUE! | #VALUE! | #VALUE! | #VALUE! | #VALUE! | #VALUE! | #VALUE! | #VALUE! | #VALUE! | #VALUE! | #VALUE! | #VALUE! | #VALUE! | #VALUE! | #VALUE! | #VALUE! | #VALUE! | #VALUE! | #VALUE! | #VALUE! | #VALUE! | #VALUE! | #VALUE! | #VALUE! | #VALUE! | #VALUE! | #VALUE! | #VALUE! | #VALUE! | #VALUE! | #VALUE! | #VALUE! | #VALUE! | #VALUE! | #VALUE! | #VALUE! | #VALUE! | #VALUE! | #VALUE! | #VALUE! | #VALUE! | #VALUE! | #VALUE! | #VALUE! | #VALUE! | #VALUE! | #VALUE! | #VALUE! | #VALUE! | #VALUE! | #VALUE! | #VALUE! | #VALUE! | #VALUE! | #VALUE! | #VALUE! | #VALUE! | #VALUE! | #VALUE! | #VALUE! | #VALUE! | #VALUE! | #VALUE! | #VALUE! | #VALUE! | #VALUE! | #VALUE! | #VALUE! | #VALUE! | #VALUE! | #VALUE! | #VALUE! | #VALUE! | #VALUE! | #VALUE! | #VALUE! | #VALUE! | #VALUE! | #VALUE! | #VALUE! | #VALUE! | #VALUE! | #VALUE! | #VALUE! | #VALUE! | #VALUE! | #VALUE! | #VALUE! | #VALUE! | #VALUE! | #VALUE! | #VALUE! | #VALUE! | #VALUE! | #VALUE! | #VALUE! | #VALUE! | #VALUE! | #VALUE! | #VALUE!
| 75th |  | #VALUE! | #VALUE! | #VALUE! | #VALUE! | #VALUE! | #VALUE! | #VALUE! | #VALUE! | #VALUE! | #VALUE! | #VALUE! | #VALUE! | #VALUE! | #VALUE! | #VALUE! | #VALUE! | #VALUE! | #VALUE! | #VALUE! | #VALUE! | #VALUE! | #VALUE! | #VALUE! | #VALUE! | #VALUE! | #VALUE! | #VALUE! | #VALUE! | #VALUE! | #VALUE! | #VALUE! | #VALUE! | #VALUE! | #VALUE! | #VALUE! | #VALUE! | #VALUE! | #VALUE! | #VALUE! | #VALUE! | #VALUE! | #VALUE! | #VALUE! | #VALUE! | #VALUE! | #VALUE! | #VALUE! | #VALUE! | #VALUE! | #VALUE! | #VALUE! | #VALUE! | #VALUE! | #VALUE! | #VALUE! | #VALUE! | #VALUE! | #VALUE! | #VALUE! | #VALUE! | #VALUE! | #VALUE! | #VALUE! | #VALUE! | #VALUE! | #VALUE! | #VALUE! | #VALUE! | #VALUE! | #VALUE! | #VALUE! | #VALUE! | #VALUE! | #VALUE! | #VALUE! | #VALUE! | #VALUE! | #VALUE! | #VALUE! | #VALUE! | #VALUE! | #VALUE! | #VALUE! | #VALUE! | #VALUE! | #VALUE! | #VALUE! | #VALUE! | #VALUE! | #VALUE! | #VALUE! | #VALUE! | #VALUE! | #VALUE! | #VALUE! | #VALUE! | #VALUE! | #VALUE! | #VALUE! | #VALUE! | #VALUE! | #VALUE! | #VALUE! | #VALUE! | #VALUE! | #VALUE! | #VALUE! | #VALUE! | #VALUE! | #VALUE! | #VALUE!
| 90th |  | #VALUE! | #VALUE! | #VALUE! | #VALUE! | #VALUE! | #VALUE! | #VALUE! | #VALUE! | #VALUE! | #VALUE! | #VALUE! | #VALUE! | #VALUE! | #VALUE! | #VALUE! | #VALUE! | #VALUE! | #VALUE! | #VALUE! | #VALUE! | #VALUE! | #VALUE! | #VALUE! | #VALUE! | #VALUE! | #VALUE! | #VALUE! | #VALUE! | #VALUE! | #VALUE! | #VALUE! | #VALUE! | #VALUE! | #VALUE! | #VALUE! | #VALUE! | #VALUE! | #VALUE! | #VALUE! | #VALUE! | #VALUE! | #VALUE! | #VALUE! | #VALUE! | #VALUE! | #VALUE! | #VALUE! | #VALUE! | #VALUE! | #VALUE! | #VALUE! | #VALUE! | #VALUE! | #VALUE! | #VALUE! | #VALUE! | #VALUE! | #VALUE! | #VALUE! | #VALUE! | #VALUE! | #VALUE! | #VALUE! | #VALUE! | #VALUE! | #VALUE! | #VALUE! | #VALUE! | #VALUE! | #VALUE! | #VALUE! | #VALUE! | #VALUE! | #VALUE! | #VALUE! | #VALUE! | #VALUE! | #VALUE! | #VALUE! | #VALUE! | #VALUE! | #VALUE! | #VALUE! | #VALUE! | #VALUE! | #VALUE! | #VALUE! | #VALUE! | #VALUE! | #VALUE! | #VALUE! | #VALUE! | #VALUE! | #VALUE! | #VALUE! | #VALUE! | #VALUE! | #VALUE! | #VALUE! | #VALUE! | #VALUE! | #VALUE! | #VALUE! | #VALUE! | #VALUE! | #VALUE! | #VALUE! | #VALUE! | #VALUE! | #VALUE! | #VALUE!
POWELL EVAP | avg |  | #DIV/0! | #DIV/0! | #DIV/0! | #DIV/0! | #DIV/0! | #DIV/0! | #DIV/0! | #DIV/0! | #DIV/0! | #DIV/0! | #DIV/0! | #DIV/0! | #DIV/0! | #DIV/0! | #DIV/0! | #DIV/0! | #DIV/0! | #DIV/0! | #DIV/0! | #DIV/0! | #DIV/0! | #DIV/0! | #DIV/0! | #DIV/0! | #DIV/0! | #DIV/0! | #DIV/0! | #DIV/0! | #DIV/0! | #DIV/0! | #DIV/0! | #DIV/0! | #DIV/0! | #DIV/0! | #DIV/0! | #DIV/0! | #DIV/0! | #DIV/0! | #DIV/0! | #DIV/0! | #DIV/0! | #DIV/0! | #DIV/0! | #DIV/0! | #DIV/0! | #DIV/0! | #DIV/0! | #DIV/0! | #DIV/0! | #DIV/0! | #DIV/0! | #DIV/0! | #DIV/0! | #DIV/0! | #DIV/0! | #DIV/0! | #DIV/0! | #DIV/0! | #DIV/0! | #DIV/0! | #DIV/0! | #DIV/0! | #DIV/0! | #DIV/0! | #DIV/0! | #DIV/0! | #DIV/0! | #DIV/0! | #DIV/0! | #DIV/0! | #DIV/0! | #DIV/0! | #DIV/0! | #DIV/0! | #DIV/0! | #DIV/0! | #DIV/0! | #DIV/0! | #DIV/0! | #DIV/0! | #DIV/0! | #DIV/0! | #DIV/0! | #DIV/0! | #DIV/0! | #DIV/0! | #DIV/0! | #DIV/0! | #DIV/0! | #DIV/0! | #DIV/0! | #DIV/0! | #DIV/0! | #DIV/0! | #DIV/0! | #DIV/0! | #DIV/0! | #DIV/0! | #DIV/0! | #DIV/0! | #DIV/0! | #DIV/0! | #DIV/0! | #DIV/0! | #DIV/0! | #DIV/0! | #DIV/0! | #DIV/0! | #DIV/0! | #DIV/0! | #DIV/0!
| median |  | #VALUE! | #VALUE! | #VALUE! | #VALUE! | #VALUE! | #VALUE! | #VALUE! | #VALUE! | #VALUE! | #VALUE! | #VALUE! | #VALUE! | #VALUE! | #VALUE! | #VALUE! | #VALUE! | #VALUE! | #VALUE! | #VALUE! | #VALUE! | #VALUE! | #VALUE! | #VALUE! | #VALUE! | #VALUE! | #VALUE! | #VALUE! | #VALUE! | #VALUE! | #VALUE! | #VALUE! | #VALUE! | #VALUE! | #VALUE! | #VALUE! | #VALUE! | #VALUE! | #VALUE! | #VALUE! | #VALUE! | #VALUE! | #VALUE! | #VALUE! | #VALUE! | #VALUE! | #VALUE! | #VALUE! | #VALUE! | #VALUE! | #VALUE! | #VALUE! | #VALUE! | #VALUE! | #VALUE! | #VALUE! | #VALUE! | #VALUE! | #VALUE! | #VALUE! | #VALUE! | #VALUE! | #VALUE! | #VALUE! | #VALUE! | #VALUE! | #VALUE! | #VALUE! | #VALUE! | #VALUE! | #VALUE! | #VALUE! | #VALUE! | #VALUE! | #VALUE! | #VALUE! | #VALUE! | #VALUE! | #VALUE! | #VALUE! | #VALUE! | #VALUE! | #VALUE! | #VALUE! | #VALUE! | #VALUE! | #VALUE! | #VALUE! | #VALUE! | #VALUE! | #VALUE! | #VALUE! | #VALUE! | #VALUE! | #VALUE! | #VALUE! | #VALUE! | #VALUE! | #VALUE! | #VALUE! | #VALUE! | #VALUE! | #VALUE! | #VALUE! | #VALUE! | #VALUE! | #VALUE! | #VALUE! | #VALUE! | #VALUE! | #VALUE! | #VALUE!
| 10th |  | #VALUE! | #VALUE! | #VALUE! | #VALUE! | #VALUE! | #VALUE! | #VALUE! | #VALUE! | #VALUE! | #VALUE! | #VALUE! | #VALUE! | #VALUE! | #VALUE! | #VALUE! | #VALUE! | #VALUE! | #VALUE! | #VALUE! | #VALUE! | #VALUE! | #VALUE! | #VALUE! | #VALUE! | #VALUE! | #VALUE! | #VALUE! | #VALUE! | #VALUE! | #VALUE! | #VALUE! | #VALUE! | #VALUE! | #VALUE! | #VALUE! | #VALUE! | #VALUE! | #VALUE! | #VALUE! | #VALUE! | #VALUE! | #VALUE! | #VALUE! | #VALUE! | #VALUE! | #VALUE! | #VALUE! | #VALUE! | #VALUE! | #VALUE! | #VALUE! | #VALUE! | #VALUE! | #VALUE! | #VALUE! | #VALUE! | #VALUE! | #VALUE! | #VALUE! | #VALUE! | #VALUE! | #VALUE! | #VALUE! | #VALUE! | #VALUE! | #VALUE! | #VALUE! | #VALUE! | #VALUE! | #VALUE! | #VALUE! | #VALUE! | #VALUE! | #VALUE! | #VALUE! | #VALUE! | #VALUE! | #VALUE! | #VALUE! | #VALUE! | #VALUE! | #VALUE! | #VALUE! | #VALUE! | #VALUE! | #VALUE! | #VALUE! | #VALUE! | #VALUE! | #VALUE! | #VALUE! | #VALUE! | #VALUE! | #VALUE! | #VALUE! | #VALUE! | #VALUE! | #VALUE! | #VALUE! | #VALUE! | #VALUE! | #VALUE! | #VALUE! | #VALUE! | #VALUE! | #VALUE! | #VALUE! | #VALUE! | #VALUE! | #VALUE! | #VALUE!
| 25th |  | #VALUE! | #VALUE! | #VALUE! | #VALUE! | #VALUE! | #VALUE! | #VALUE! | #VALUE! | #VALUE! | #VALUE! | #VALUE! | #VALUE! | #VALUE! | #VALUE! | #VALUE! | #VALUE! | #VALUE! | #VALUE! | #VALUE! | #VALUE! | #VALUE! | #VALUE! | #VALUE! | #VALUE! | #VALUE! | #VALUE! | #VALUE! | #VALUE! | #VALUE! | #VALUE! | #VALUE! | #VALUE! | #VALUE! | #VALUE! | #VALUE! | #VALUE! | #VALUE! | #VALUE! | #VALUE! | #VALUE! | #VALUE! | #VALUE! | #VALUE! | #VALUE! | #VALUE! | #VALUE! | #VALUE! | #VALUE! | #VALUE! | #VALUE! | #VALUE! | #VALUE! | #VALUE! | #VALUE! | #VALUE! | #VALUE! | #VALUE! | #VALUE! | #VALUE! | #VALUE! | #VALUE! | #VALUE! | #VALUE! | #VALUE! | #VALUE! | #VALUE! | #VALUE! | #VALUE! | #VALUE! | #VALUE! | #VALUE! | #VALUE! | #VALUE! | #VALUE! | #VALUE! | #VALUE! | #VALUE! | #VALUE! | #VALUE! | #VALUE! | #VALUE! | #VALUE! | #VALUE! | #VALUE! | #VALUE! | #VALUE! | #VALUE! | #VALUE! | #VALUE! | #VALUE! | #VALUE! | #VALUE! | #VALUE! | #VALUE! | #VALUE! | #VALUE! | #VALUE! | #VALUE! | #VALUE! | #VALUE! | #VALUE! | #VALUE! | #VALUE! | #VALUE! | #VALUE! | #VALUE! | #VALUE! | #VALUE! | #VALUE! | #VALUE! | #VALUE!
| 75th |  | #VALUE! | #VALUE! | #VALUE! | #VALUE! | #VALUE! | #VALUE! | #VALUE! | #VALUE! | #VALUE! | #VALUE! | #VALUE! | #VALUE! | #VALUE! | #VALUE! | #VALUE! | #VALUE! | #VALUE! | #VALUE! | #VALUE! | #VALUE! | #VALUE! | #VALUE! | #VALUE! | #VALUE! | #VALUE! | #VALUE! | #VALUE! | #VALUE! | #VALUE! | #VALUE! | #VALUE! | #VALUE! | #VALUE! | #VALUE! | #VALUE! | #VALUE! | #VALUE! | #VALUE! | #VALUE! | #VALUE! | #VALUE! | #VALUE! | #VALUE! | #VALUE! | #VALUE! | #VALUE! | #VALUE! | #VALUE! | #VALUE! | #VALUE! | #VALUE! | #VALUE! | #VALUE! | #VALUE! | #VALUE! | #VALUE! | #VALUE! | #VALUE! | #VALUE! | #VALUE! | #VALUE! | #VALUE! | #VALUE! | #VALUE! | #VALUE! | #VALUE! | #VALUE! | #VALUE! | #VALUE! | #VALUE! | #VALUE! | #VALUE! | #VALUE! | #VALUE! | #VALUE! | #VALUE! | #VALUE! | #VALUE! | #VALUE! | #VALUE! | #VALUE! | #VALUE! | #VALUE! | #VALUE! | #VALUE! | #VALUE! | #VALUE! | #VALUE! | #VALUE! | #VALUE! | #VALUE! | #VALUE! | #VALUE! | #VALUE! | #VALUE! | #VALUE! | #VALUE! | #VALUE! | #VALUE! | #VALUE! | #VALUE! | #VALUE! | #VALUE! | #VALUE! | #VALUE! | #VALUE! | #VALUE! | #VALUE! | #VALUE! | #VALUE! | #VALUE!
| 90th |  | #VALUE! | #VALUE! | #VALUE! | #VALUE! | #VALUE! | #VALUE! | #VALUE! | #VALUE! | #VALUE! | #VALUE! | #VALUE! | #VALUE! | #VALUE! | #VALUE! | #VALUE! | #VALUE! | #VALUE! | #VALUE! | #VALUE! | #VALUE! | #VALUE! | #VALUE! | #VALUE! | #VALUE! | #VALUE! | #VALUE! | #VALUE! | #VALUE! | #VALUE! | #VALUE! | #VALUE! | #VALUE! | #VALUE! | #VALUE! | #VALUE! | #VALUE! | #VALUE! | #VALUE! | #VALUE! | #VALUE! | #VALUE! | #VALUE! | #VALUE! | #VALUE! | #VALUE! | #VALUE! | #VALUE! | #VALUE! | #VALUE! | #VALUE! | #VALUE! | #VALUE! | #VALUE! | #VALUE! | #VALUE! | #VALUE! | #VALUE! | #VALUE! | #VALUE! | #VALUE! | #VALUE! | #VALUE! | #VALUE! | #VALUE! | #VALUE! | #VALUE! | #VALUE! | #VALUE! | #VALUE! | #VALUE! | #VALUE! | #VALUE! | #VALUE! | #VALUE! | #VALUE! | #VALUE! | #VALUE! | #VALUE! | #VALUE! | #VALUE! | #VALUE! | #VALUE! | #VALUE! | #VALUE! | #VALUE! | #VALUE! | #VALUE! | #VALUE! | #VALUE! | #VALUE! | #VALUE! | #VALUE! | #VALUE! | #VALUE! | #VALUE! | #VALUE! | #VALUE! | #VALUE! | #VALUE! | #VALUE! | #VALUE! | #VALUE! | #VALUE! | #VALUE! | #VALUE! | #VALUE! | #VALUE! | #VALUE! | #VALUE! | #VALUE! | #VALUE!
GC RELEASE | avg |  | #DIV/0! | #DIV/0! | #DIV/0! | #DIV/0! | #DIV/0! | #DIV/0! | #DIV/0! | #DIV/0! | #DIV/0! | #DIV/0! | #DIV/0! | #DIV/0! | #DIV/0! | #DIV/0! | #DIV/0! | #DIV/0! | #DIV/0! | #DIV/0! | #DIV/0! | #DIV/0! | #DIV/0! | #DIV/0! | #DIV/0! | #DIV/0! | #DIV/0! | #DIV/0! | #DIV/0! | #DIV/0! | #DIV/0! | #DIV/0! | #DIV/0! | #DIV/0! | #DIV/0! | #DIV/0! | #DIV/0! | #DIV/0! | #DIV/0! | #DIV/0! | #DIV/0! | #DIV/0! | #DIV/0! | #DIV/0! | #DIV/0! | #DIV/0! | #DIV/0! | #DIV/0! | #DIV/0! | #DIV/0! | #DIV/0! | #DIV/0! | #DIV/0! | #DIV/0! | #DIV/0! | #DIV/0! | #DIV/0! | #DIV/0! | #DIV/0! | #DIV/0! | #DIV/0! | #DIV/0! | #DIV/0! | #DIV/0! | #DIV/0! | #DIV/0! | #DIV/0! | #DIV/0! | #DIV/0! | #DIV/0! | #DIV/0! | #DIV/0! | #DIV/0! | #DIV/0! | #DIV/0! | #DIV/0! | #DIV/0! | #DIV/0! | #DIV/0! | #DIV/0! | #DIV/0! | #DIV/0! | #DIV/0! | #DIV/0! | #DIV/0! | #DIV/0! | #DIV/0! | #DIV/0! | #DIV/0! | #DIV/0! | #DIV/0! | #DIV/0! | #DIV/0! | #DIV/0! | #DIV/0! | #DIV/0! | #DIV/0! | #DIV/0! | #DIV/0! | #DIV/0! | #DIV/0! | #DIV/0! | #DIV/0! | #DIV/0! | #DIV/0! | #DIV/0! | #DIV/0! | #DIV/0! | #DIV/0! | #DIV/0! | #DIV/0! | #DIV/0! | #DIV/0!
| median |  | #VALUE! | #VALUE! | #VALUE! | #VALUE! | #VALUE! | #VALUE! | #VALUE! | #VALUE! | #VALUE! | #VALUE! | #VALUE! | #VALUE! | #VALUE! | #VALUE! | #VALUE! | #VALUE! | #VALUE! | #VALUE! | #VALUE! | #VALUE! | #VALUE! | #VALUE! | #VALUE! | #VALUE! | #VALUE! | #VALUE! | #VALUE! | #VALUE! | #VALUE! | #VALUE! | #VALUE! | #VALUE! | #VALUE! | #VALUE! | #VALUE! | #VALUE! | #VALUE! | #VALUE! | #VALUE! | #VALUE! | #VALUE! | #VALUE! | #VALUE! | #VALUE! | #VALUE! | #VALUE! | #VALUE! | #VALUE! | #VALUE! | #VALUE! | #VALUE! | #VALUE! | #VALUE! | #VALUE! | #VALUE! | #VALUE! | #VALUE! | #VALUE! | #VALUE! | #VALUE! | #VALUE! | #VALUE! | #VALUE! | #VALUE! | #VALUE! | #VALUE! | #VALUE! | #VALUE! | #VALUE! | #VALUE! | #VALUE! | #VALUE! | #VALUE! | #VALUE! | #VALUE! | #VALUE! | #VALUE! | #VALUE! | #VALUE! | #VALUE! | #VALUE! | #VALUE! | #VALUE! | #VALUE! | #VALUE! | #VALUE! | #VALUE! | #VALUE! | #VALUE! | #VALUE! | #VALUE! | #VALUE! | #VALUE! | #VALUE! | #VALUE! | #VALUE! | #VALUE! | #VALUE! | #VALUE! | #VALUE! | #VALUE! | #VALUE! | #VALUE! | #VALUE! | #VALUE! | #VALUE! | #VALUE! | #VALUE! | #VALUE! | #VALUE! | #VALUE!
| 10th |  | #VALUE! | #VALUE! | #VALUE! | #VALUE! | #VALUE! | #VALUE! | #VALUE! | #VALUE! | #VALUE! | #VALUE! | #VALUE! | #VALUE! | #VALUE! | #VALUE! | #VALUE! | #VALUE! | #VALUE! | #VALUE! | #VALUE! | #VALUE! | #VALUE! | #VALUE! | #VALUE! | #VALUE! | #VALUE! | #VALUE! | #VALUE! | #VALUE! | #VALUE! | #VALUE! | #VALUE! | #VALUE! | #VALUE! | #VALUE! | #VALUE! | #VALUE! | #VALUE! | #VALUE! | #VALUE! | #VALUE! | #VALUE! | #VALUE! | #VALUE! | #VALUE! | #VALUE! | #VALUE! | #VALUE! | #VALUE! | #VALUE! | #VALUE! | #VALUE! | #VALUE! | #VALUE! | #VALUE! | #VALUE! | #VALUE! | #VALUE! | #VALUE! | #VALUE! | #VALUE! | #VALUE! | #VALUE! | #VALUE! | #VALUE! | #VALUE! | #VALUE! | #VALUE! | #VALUE! | #VALUE! | #VALUE! | #VALUE! | #VALUE! | #VALUE! | #VALUE! | #VALUE! | #VALUE! | #VALUE! | #VALUE! | #VALUE! | #VALUE! | #VALUE! | #VALUE! | #VALUE! | #VALUE! | #VALUE! | #VALUE! | #VALUE! | #VALUE! | #VALUE! | #VALUE! | #VALUE! | #VALUE! | #VALUE! | #VALUE! | #VALUE! | #VALUE! | #VALUE! | #VALUE! | #VALUE! | #VALUE! | #VALUE! | #VALUE! | #VALUE! | #VALUE! | #VALUE! | #VALUE! | #VALUE! | #VALUE! | #VALUE! | #VALUE! | #VALUE!
| 25th |  | #VALUE! | #VALUE! | #VALUE! | #VALUE! | #VALUE! | #VALUE! | #VALUE! | #VALUE! | #VALUE! | #VALUE! | #VALUE! | #VALUE! | #VALUE! | #VALUE! | #VALUE! | #VALUE! | #VALUE! | #VALUE! | #VALUE! | #VALUE! | #VALUE! | #VALUE! | #VALUE! | #VALUE! | #VALUE! | #VALUE! | #VALUE! | #VALUE! | #VALUE! | #VALUE! | #VALUE! | #VALUE! | #VALUE! | #VALUE! | #VALUE! | #VALUE! | #VALUE! | #VALUE! | #VALUE! | #VALUE! | #VALUE! | #VALUE! | #VALUE! | #VALUE! | #VALUE! | #VALUE! | #VALUE! | #VALUE! | #VALUE! | #VALUE! | #VALUE! | #VALUE! | #VALUE! | #VALUE! | #VALUE! | #VALUE! | #VALUE! | #VALUE! | #VALUE! | #VALUE! | #VALUE! | #VALUE! | #VALUE! | #VALUE! | #VALUE! | #VALUE! | #VALUE! | #VALUE! | #VALUE! | #VALUE! | #VALUE! | #VALUE! | #VALUE! | #VALUE! | #VALUE! | #VALUE! | #VALUE! | #VALUE! | #VALUE! | #VALUE! | #VALUE! | #VALUE! | #VALUE! | #VALUE! | #VALUE! | #VALUE! | #VALUE! | #VALUE! | #VALUE! | #VALUE! | #VALUE! | #VALUE! | #VALUE! | #VALUE! | #VALUE! | #VALUE! | #VALUE! | #VALUE! | #VALUE! | #VALUE! | #VALUE! | #VALUE! | #VALUE! | #VALUE! | #VALUE! | #VALUE! | #VALUE! | #VALUE! | #VALUE! | #VALUE! | #VALUE!
| 75th |  | #VALUE! | #VALUE! | #VALUE! | #VALUE! | #VALUE! | #VALUE! | #VALUE! | #VALUE! | #VALUE! | #VALUE! | #VALUE! | #VALUE! | #VALUE! | #VALUE! | #VALUE! | #VALUE! | #VALUE! | #VALUE! | #VALUE! | #VALUE! | #VALUE! | #VALUE! | #VALUE! | #VALUE! | #VALUE! | #VALUE! | #VALUE! | #VALUE! | #VALUE! | #VALUE! | #VALUE! | #VALUE! | #VALUE! | #VALUE! | #VALUE! | #VALUE! | #VALUE! | #VALUE! | #VALUE! | #VALUE! | #VALUE! | #VALUE! | #VALUE! | #VALUE! | #VALUE! | #VALUE! | #VALUE! | #VALUE! | #VALUE! | #VALUE! | #VALUE! | #VALUE! | #VALUE! | #VALUE! | #VALUE! | #VALUE! | #VALUE! | #VALUE! | #VALUE! | #VALUE! | #VALUE! | #VALUE! | #VALUE! | #VALUE! | #VALUE! | #VALUE! | #VALUE! | #VALUE! | #VALUE! | #VALUE! | #VALUE! | #VALUE! | #VALUE! | #VALUE! | #VALUE! | #VALUE! | #VALUE! | #VALUE! | #VALUE! | #VALUE! | #VALUE! | #VALUE! | #VALUE! | #VALUE! | #VALUE! | #VALUE! | #VALUE! | #VALUE! | #VALUE! | #VALUE! | #VALUE! | #VALUE! | #VALUE! | #VALUE! | #VALUE! | #VALUE! | #VALUE! | #VALUE! | #VALUE! | #VALUE! | #VALUE! | #VALUE! | #VALUE! | #VALUE! | #VALUE! | #VALUE! | #VALUE! | #VALUE! | #VALUE! | #VALUE! | #VALUE!
| 90th |  | #VALUE! | #VALUE! | #VALUE! | #VALUE! | #VALUE! | #VALUE! | #VALUE! | #VALUE! | #VALUE! | #VALUE! | #VALUE! | #VALUE! | #VALUE! | #VALUE! | #VALUE! | #VALUE! | #VALUE! | #VALUE! | #VALUE! | #VALUE! | #VALUE! | #VALUE! | #VALUE! | #VALUE! | #VALUE! | #VALUE! | #VALUE! | #VALUE! | #VALUE! | #VALUE! | #VALUE! | #VALUE! | #VALUE! | #VALUE! | #VALUE! | #VALUE! | #VALUE! | #VALUE! | #VALUE! | #VALUE! | #VALUE! | #VALUE! | #VALUE! | #VALUE! | #VALUE! | #VALUE! | #VALUE! | #VALUE! | #VALUE! | #VALUE! | #VALUE! | #VALUE! | #VALUE! | #VALUE! | #VALUE! | #VALUE! | #VALUE! | #VALUE! | #VALUE! | #VALUE! | #VALUE! | #VALUE! | #VALUE! | #VALUE! | #VALUE! | #VALUE! | #VALUE! | #VALUE! | #VALUE! | #VALUE! | #VALUE! | #VALUE! | #VALUE! | #VALUE! | #VALUE! | #VALUE! | #VALUE! | #VALUE! | #VALUE! | #VALUE! | #VALUE! | #VALUE! | #VALUE! | #VALUE! | #VALUE! | #VALUE! | #VALUE! | #VALUE! | #VALUE! | #VALUE! | #VALUE! | #VALUE! | #VALUE! | #VALUE! | #VALUE! | #VALUE! | #VALUE! | #VALUE! | #VALUE! | #VALUE! | #VALUE! | #VALUE! | #VALUE! | #VALUE! | #VALUE! | #VALUE! | #VALUE! | #VALUE! | #VALUE! | #VALUE! | #VALUE!
10 YEAR GC RELEASE | avg | [10 empty] | #DIV/0! | #DIV/0! | #DIV/0! | #DIV/0! | #DIV/0! | #DIV/0! | #DIV/0! | #DIV/0! | #DIV/0! | #DIV/0! | #DIV/0! | #DIV/0! | #DIV/0! | #DIV/0! | #DIV/0! | #DIV/0! | #DIV/0! | #DIV/0! | #DIV/0! | #DIV/0! | #DIV/0! | #DIV/0! | #DIV/0! | #DIV/0! | #DIV/0! | #DIV/0! | #DIV/0! | #DIV/0! | #DIV/0! | #DIV/0! | #DIV/0! | #DIV/0! | #DIV/0! | #DIV/0! | #DIV/0! | #DIV/0! | #DIV/0! | #DIV/0! | #DIV/0! | #DIV/0! | #DIV/0! | #DIV/0! | #DIV/0! | #DIV/0! | #DIV/0! | #DIV/0! | #DIV/0! | #DIV/0! | #DIV/0! | #DIV/0! | #DIV/0! | #DIV/0! | #DIV/0! | #DIV/0! | #DIV/0! | #DIV/0! | #DIV/0! | #DIV/0! | #DIV/0! | #DIV/0! | #DIV/0! | #DIV/0! | #DIV/0! | #DIV/0! | #DIV/0! | #DIV/0! | #DIV/0! | #DIV/0! | #DIV/0! | #DIV/0! | #DIV/0! | #DIV/0! | #DIV/0! | #DIV/0! | #DIV/0! | #DIV/0! | #DIV/0! | #DIV/0! | #DIV/0! | #DIV/0! | #DIV/0! | #DIV/0! | #DIV/0! | #DIV/0! | #DIV/0! | #DIV/0! | #DIV/0! | #DIV/0! | #DIV/0! | #DIV/0! | #DIV/0! | #DIV/0! | #DIV/0! | #DIV/0! | #DIV/0! | #DIV/0! | #DIV/0! | #DIV/0! | #DIV/0! | #DIV/0! | #DIV/0! | #DIV/0!
| median | [10 empty] | #VALUE! | #VALUE! | #VALUE! | #VALUE! | #VALUE! | #VALUE! | #VALUE! | #VALUE! | #VALUE! | #VALUE! | #VALUE! | #VALUE! | #VALUE! | #VALUE! | #VALUE! | #VALUE! | #VALUE! | #VALUE! | #VALUE! | #VALUE! | #VALUE! | #VALUE! | #VALUE! | #VALUE! | #VALUE! | #VALUE! | #VALUE! | #VALUE! | #VALUE! | #VALUE! | #VALUE! | #VALUE! | #VALUE! | #VALUE! | #VALUE! | #VALUE! | #VALUE! | #VALUE! | #VALUE! | #VALUE! | #VALUE! | #VALUE! | #VALUE! | #VALUE! | #VALUE! | #VALUE! | #VALUE! | #VALUE! | #VALUE! | #VALUE! | #VALUE! | #VALUE! | #VALUE! | #VALUE! | #VALUE! | #VALUE! | #VALUE! | #VALUE! | #VALUE! | #VALUE! | #VALUE! | #VALUE! | #VALUE! | #VALUE! | #VALUE! | #VALUE! | #VALUE! | #VALUE! | #VALUE! | #VALUE! | #VALUE! | #VALUE! | #VALUE! | #VALUE! | #VALUE! | #VALUE! | #VALUE! | #VALUE! | #VALUE! | #VALUE! | #VALUE! | #VALUE! | #VALUE! | #VALUE! | #VALUE! | #VALUE! | #VALUE! | #VALUE! | #VALUE! | #VALUE! | #VALUE! | #VALUE! | #VALUE! | #VALUE! | #VALUE! | #VALUE! | #VALUE! | #VALUE! | #VALUE! | #VALUE! | #VALUE! | #VALUE!
| 10th | [10 empty] | #VALUE! | #VALUE! | #VALUE! | #VALUE! | #VALUE! | #VALUE! | #VALUE! | #VALUE! | #VALUE! | #VALUE! | #VALUE! | #VALUE! | #VALUE! | #VALUE! | #VALUE! | #VALUE! | #VALUE! | #VALUE! | #VALUE! | #VALUE! | #VALUE! | #VALUE! | #VALUE! | #VALUE! | #VALUE! | #VALUE! | #VALUE! | #VALUE! | #VALUE! | #VALUE! | #VALUE! | #VALUE! | #VALUE! | #VALUE! | #VALUE! | #VALUE! | #VALUE! | #VALUE! | #VALUE! | #VALUE! | #VALUE! | #VALUE! | #VALUE! | #VALUE! | #VALUE! | #VALUE! | #VALUE! | #VALUE! | #VALUE! | #VALUE! | #VALUE! | #VALUE! | #VALUE! | #VALUE! | #VALUE! | #VALUE! | #VALUE! | #VALUE! | #VALUE! | #VALUE! | #VALUE! | #VALUE! | #VALUE! | #VALUE! | #VALUE! | #VALUE! | #VALUE! | #VALUE! | #VALUE! | #VALUE! | #VALUE! | #VALUE! | #VALUE! | #VALUE! | #VALUE! | #VALUE! | #VALUE! | #VALUE! | #VALUE! | #VALUE! | #VALUE! | #VALUE! | #VALUE! | #VALUE! | #VALUE! | #VALUE! | #VALUE! | #VALUE! | #VALUE! | #VALUE! | #VALUE! | #VALUE! | #VALUE! | #VALUE! | #VALUE! | #VALUE! | #VALUE! | #VALUE! | #VALUE! | #VALUE! | #VALUE! | #VALUE!
| 25th | [10 empty] | #VALUE! | #VALUE! | #VALUE! | #VALUE! | #VALUE! | #VALUE! | #VALUE! | #VALUE! | #VALUE! | #VALUE! | #VALUE! | #VALUE! | #VALUE! | #VALUE! | #VALUE! | #VALUE! | #VALUE! | #VALUE! | #VALUE! | #VALUE! | #VALUE! | #VALUE! | #VALUE! | #VALUE! | #VALUE! | #VALUE! | #VALUE! | #VALUE! | #VALUE! | #VALUE! | #VALUE! | #VALUE! | #VALUE! | #VALUE! | #VALUE! | #VALUE! | #VALUE! | #VALUE! | #VALUE! | #VALUE! | #VALUE! | #VALUE! | #VALUE! | #VALUE! | #VALUE! | #VALUE! | #VALUE! | #VALUE! | #VALUE! | #VALUE! | #VALUE! | #VALUE! | #VALUE! | #VALUE! | #VALUE! | #VALUE! | #VALUE! | #VALUE! | #VALUE! | #VALUE! | #VALUE! | #VALUE! | #VALUE! | #VALUE! | #VALUE! | #VALUE! | #VALUE! | #VALUE! | #VALUE! | #VALUE! | #VALUE! | #VALUE! | #VALUE! | #VALUE! | #VALUE! | #VALUE! | #VALUE! | #VALUE! | #VALUE! | #VALUE! | #VALUE! | #VALUE! | #VALUE! | #VALUE! | #VALUE! | #VALUE! | #VALUE! | #VALUE! | #VALUE! | #VALUE! | #VALUE! | #VALUE! | #VALUE! | #VALUE! | #VALUE! | #VALUE! | #VALUE! | #VALUE! | #VALUE! | #VALUE! | #VALUE! | #VALUE!
| 75th | [10 empty] | #VALUE! | #VALUE! | #VALUE! | #VALUE! | #VALUE! | #VALUE! | #VALUE! | #VALUE! | #VALUE! | #VALUE! | #VALUE! | #VALUE! | #VALUE! | #VALUE! | #VALUE! | #VALUE! | #VALUE! | #VALUE! | #VALUE! | #VALUE! | #VALUE! | #VALUE! | #VALUE! | #VALUE! | #VALUE! | #VALUE! | #VALUE! | #VALUE! | #VALUE! | #VALUE! | #VALUE! | #VALUE! | #VALUE! | #VALUE! | #VALUE! | #VALUE! | #VALUE! | #VALUE! | #VALUE! | #VALUE! | #VALUE! | #VALUE! | #VALUE! | #VALUE! | #VALUE! | #VALUE! | #VALUE! | #VALUE! | #VALUE! | #VALUE! | #VALUE! | #VALUE! | #VALUE! | #VALUE! | #VALUE! | #VALUE! | #VALUE! | #VALUE! | #VALUE! | #VALUE! | #VALUE! | #VALUE! | #VALUE! | #VALUE! | #VALUE! | #VALUE! | #VALUE! | #VALUE! | #VALUE! | #VALUE! | #VALUE! | #VALUE! | #VALUE! | #VALUE! | #VALUE! | #VALUE! | #VALUE! | #VALUE! | #VALUE! | #VALUE! | #VALUE! | #VALUE! | #VALUE! | #VALUE! | #VALUE! | #VALUE! | #VALUE! | #VALUE! | #VALUE! | #VALUE! | #VALUE! | #VALUE! | #VALUE! | #VALUE! | #VALUE! | #VALUE! | #VALUE! | #VALUE! | #VALUE! | #VALUE! | #VALUE! | #VALUE!
| 90th | [10 empty] | #VALUE! | #VALUE! | #VALUE! | #VALUE! | #VALUE! | #VALUE! | #VALUE! | #VALUE! | #VALUE! | #VALUE! | #VALUE! | #VALUE! | #VALUE! | #VALUE! | #VALUE! | #VALUE! | #VALUE! | #VALUE! | #VALUE! | #VALUE! | #VALUE! | #VALUE! | #VALUE! | #VALUE! | #VALUE! | #VALUE! | #VALUE! | #VALUE! | #VALUE! | #VALUE! | #VALUE! | #VALUE! | #VALUE! | #VALUE! | #VALUE! | #VALUE! | #VALUE! | #VALUE! | #VALUE! | #VALUE! | #VALUE! | #VALUE! | #VALUE! | #VALUE! | #VALUE! | #VALUE! | #VALUE! | #VALUE! | #VALUE! | #VALUE! | #VALUE! | #VALUE! | #VALUE! | #VALUE! | #VALUE! | #VALUE! | #VALUE! | #VALUE! | #VALUE! | #VALUE! | #VALUE! | #VALUE! | #VALUE! | #VALUE! | #VALUE! | #VALUE! | #VALUE! | #VALUE! | #VALUE! | #VALUE! | #VALUE! | #VALUE! | #VALUE! | #VALUE! | #VALUE! | #VALUE! | #VALUE! | #VALUE! | #VALUE! | #VALUE! | #VALUE! | #VALUE! | #VALUE! | #VALUE! | #VALUE! | #VALUE! | #VALUE! | #VALUE! | #VALUE! | #VALUE! | #VALUE! | #VALUE! | #VALUE! | #VALUE! | #VALUE! | #VALUE! | #VALUE! | #VALUE! | #VALUE! | #VALUE! | #VALUE! | #VALUE!
MEAD STORAGE | avg |  | #DIV/0! | #DIV/0! | #DIV/0! | #DIV/0! | #DIV/0! | #DIV/0! | #DIV/0! | #DIV/0! | #DIV/0! | #DIV/0! | #DIV/0! | #DIV/0! | #DIV/0! | #DIV/0! | #DIV/0! | #DIV/0! | #DIV/0! | #DIV/0! | #DIV/0! | #DIV/0! | #DIV/0! | #DIV/0! | #DIV/0! | #DIV/0! | #DIV/0! | #DIV/0! | #DIV/0! | #DIV/0! | #DIV/0! | #DIV/0! | #DIV/0! | #DIV/0! | #DIV/0! | #DIV/0! | #DIV/0! | #DIV/0! | #DIV/0! | #DIV/0! | #DIV/0! | #DIV/0! | #DIV/0! | #DIV/0! | #DIV/0! | #DIV/0! | #DIV/0! | #DIV/0! | #DIV/0! | #DIV/0! | #DIV/0! | #DIV/0! | #DIV/0! | #DIV/0! | #DIV/0! | #DIV/0! | #DIV/0! | #DIV/0! | #DIV/0! | #DIV/0! | #DIV/0! | #DIV/0! | #DIV/0! | #DIV/0! | #DIV/0! | #DIV/0! | #DIV/0! | #DIV/0! | #DIV/0! | #DIV/0! | #DIV/0! | #DIV/0! | #DIV/0! | #DIV/0! | #DIV/0! | #DIV/0! | #DIV/0! | #DIV/0! | #DIV/0! | #DIV/0! | #DIV/0! | #DIV/0! | #DIV/0! | #DIV/0! | #DIV/0! | #DIV/0! | #DIV/0! | #DIV/0! | #DIV/0! | #DIV/0! | #DIV/0! | #DIV/0! | #DIV/0! | #DIV/0! | #DIV/0! | #DIV/0! | #DIV/0! | #DIV/0! | #DIV/0! | #DIV/0! | #DIV/0! | #DIV/0! | #DIV/0! | #DIV/0! | #DIV/0! | #DIV/0! | #DIV/0! | #DIV/0! | #DIV/0! | #DIV/0! | #DIV/0! | #DIV/0! | #DIV/0!
| median |  | #VALUE! | #VALUE! | #VALUE! | #VALUE! | #VALUE! | #VALUE! | #VALUE! | #VALUE! | #VALUE! | #VALUE! | #VALUE! | #VALUE! | #VALUE! | #VALUE! | #VALUE! | #VALUE! | #VALUE! | #VALUE! | #VALUE! | #VALUE! | #VALUE! | #VALUE! | #VALUE! | #VALUE! | #VALUE! | #VALUE! | #VALUE! | #VALUE! | #VALUE! | #VALUE! | #VALUE! | #VALUE! | #VALUE! | #VALUE! | #VALUE! | #VALUE! | #VALUE! | #VALUE! | #VALUE! | #VALUE! | #VALUE! | #VALUE! | #VALUE! | #VALUE! | #VALUE! | #VALUE! | #VALUE! | #VALUE! | #VALUE! | #VALUE! | #VALUE! | #VALUE! | #VALUE! | #VALUE! | #VALUE! | #VALUE! | #VALUE! | #VALUE! | #VALUE! | #VALUE! | #VALUE! | #VALUE! | #VALUE! | #VALUE! | #VALUE! | #VALUE! | #VALUE! | #VALUE! | #VALUE! | #VALUE! | #VALUE! | #VALUE! | #VALUE! | #VALUE! | #VALUE! | #VALUE! | #VALUE! | #VALUE! | #VALUE! | #VALUE! | #VALUE! | #VALUE! | #VALUE! | #VALUE! | #VALUE! | #VALUE! | #VALUE! | #VALUE! | #VALUE! | #VALUE! | #VALUE! | #VALUE! | #VALUE! | #VALUE! | #VALUE! | #VALUE! | #VALUE! | #VALUE! | #VALUE! | #VALUE! | #VALUE! | #VALUE! | #VALUE! | #VALUE! | #VALUE! | #VALUE! | #VALUE! | #VALUE! | #VALUE! | #VALUE! | #VALUE!
| 10th |  | #VALUE! | #VALUE! | #VALUE! | #VALUE! | #VALUE! | #VALUE! | #VALUE! | #VALUE! | #VALUE! | #VALUE! | #VALUE! | #VALUE! | #VALUE! | #VALUE! | #VALUE! | #VALUE! | #VALUE! | #VALUE! | #VALUE! | #VALUE! | #VALUE! | #VALUE! | #VALUE! | #VALUE! | #VALUE! | #VALUE! | #VALUE! | #VALUE! | #VALUE! | #VALUE! | #VALUE! | #VALUE! | #VALUE! | #VALUE! | #VALUE! | #VALUE! | #VALUE! | #VALUE! | #VALUE! | #VALUE! | #VALUE! | #VALUE! | #VALUE! | #VALUE! | #VALUE! | #VALUE! | #VALUE! | #VALUE! | #VALUE! | #VALUE! | #VALUE! | #VALUE! | #VALUE! | #VALUE! | #VALUE! | #VALUE! | #VALUE! | #VALUE! | #VALUE! | #VALUE! | #VALUE! | #VALUE! | #VALUE! | #VALUE! | #VALUE! | #VALUE! | #VALUE! | #VALUE! | #VALUE! | #VALUE! | #VALUE! | #VALUE! | #VALUE! | #VALUE! | #VALUE! | #VALUE! | #VALUE! | #VALUE! | #VALUE! | #VALUE! | #VALUE! | #VALUE! | #VALUE! | #VALUE! | #VALUE! | #VALUE! | #VALUE! | #VALUE! | #VALUE! | #VALUE! | #VALUE! | #VALUE! | #VALUE! | #VALUE! | #VALUE! | #VALUE! | #VALUE! | #VALUE! | #VALUE! | #VALUE! | #VALUE! | #VALUE! | #VALUE! | #VALUE! | #VALUE! | #VALUE! | #VALUE! | #VALUE! | #VALUE! | #VALUE! | #VALUE!
| 25th |  | #VALUE! | #VALUE! | #VALUE! | #VALUE! | #VALUE! | #VALUE! | #VALUE! | #VALUE! | #VALUE! | #VALUE! | #VALUE! | #VALUE! | #VALUE! | #VALUE! | #VALUE! | #VALUE! | #VALUE! | #VALUE! | #VALUE! | #VALUE! | #VALUE! | #VALUE! | #VALUE! | #VALUE! | #VALUE! | #VALUE! | #VALUE! | #VALUE! | #VALUE! | #VALUE! | #VALUE! | #VALUE! | #VALUE! | #VALUE! | #VALUE! | #VALUE! | #VALUE! | #VALUE! | #VALUE! | #VALUE! | #VALUE! | #VALUE! | #VALUE! | #VALUE! | #VALUE! | #VALUE! | #VALUE! | #VALUE! | #VALUE! | #VALUE! | #VALUE! | #VALUE! | #VALUE! | #VALUE! | #VALUE! | #VALUE! | #VALUE! | #VALUE! | #VALUE! | #VALUE! | #VALUE! | #VALUE! | #VALUE! | #VALUE! | #VALUE! | #VALUE! | #VALUE! | #VALUE! | #VALUE! | #VALUE! | #VALUE! | #VALUE! | #VALUE! | #VALUE! | #VALUE! | #VALUE! | #VALUE! | #VALUE! | #VALUE! | #VALUE! | #VALUE! | #VALUE! | #VALUE! | #VALUE! | #VALUE! | #VALUE! | #VALUE! | #VALUE! | #VALUE! | #VALUE! | #VALUE! | #VALUE! | #VALUE! | #VALUE! | #VALUE! | #VALUE! | #VALUE! | #VALUE! | #VALUE! | #VALUE! | #VALUE! | #VALUE! | #VALUE! | #VALUE! | #VALUE! | #VALUE! | #VALUE! | #VALUE! | #VALUE! | #VALUE! | #VALUE!
| 75th |  | #VALUE! | #VALUE! | #VALUE! | #VALUE! | #VALUE! | #VALUE! | #VALUE! | #VALUE! | #VALUE! | #VALUE! | #VALUE! | #VALUE! | #VALUE! | #VALUE! | #VALUE! | #VALUE! | #VALUE! | #VALUE! | #VALUE! | #VALUE! | #VALUE! | #VALUE! | #VALUE! | #VALUE! | #VALUE! | #VALUE! | #VALUE! | #VALUE! | #VALUE! | #VALUE! | #VALUE! | #VALUE! | #VALUE! | #VALUE! | #VALUE! | #VALUE! | #VALUE! | #VALUE! | #VALUE! | #VALUE! | #VALUE! | #VALUE! | #VALUE! | #VALUE! | #VALUE! | #VALUE! | #VALUE! | #VALUE! | #VALUE! | #VALUE! | #VALUE! | #VALUE! | #VALUE! | #VALUE! | #VALUE! | #VALUE! | #VALUE! | #VALUE! | #VALUE! | #VALUE! | #VALUE! | #VALUE! | #VALUE! | #VALUE! | #VALUE! | #VALUE! | #VALUE! | #VALUE! | #VALUE! | #VALUE! | #VALUE! | #VALUE! | #VALUE! | #VALUE! | #VALUE! | #VALUE! | #VALUE! | #VALUE! | #VALUE! | #VALUE! | #VALUE! | #VALUE! | #VALUE! | #VALUE! | #VALUE! | #VALUE! | #VALUE! | #VALUE! | #VALUE! | #VALUE! | #VALUE! | #VALUE! | #VALUE! | #VALUE! | #VALUE! | #VALUE! | #VALUE! | #VALUE! | #VALUE! | #VALUE! | #VALUE! | #VALUE! | #VALUE! | #VALUE! | #VALUE! | #VALUE! | #VALUE! | #VALUE! | #VALUE! | #VALUE! | #VALUE!
| 90th |  | #VALUE! | #VALUE! | #VALUE! | #VALUE! | #VALUE! | #VALUE! | #VALUE! | #VALUE! | #VALUE! | #VALUE! | #VALUE! | #VALUE! | #VALUE! | #VALUE! | #VALUE! | #VALUE! | #VALUE! | #VALUE! | #VALUE! | #VALUE! | #VALUE! | #VALUE! | #VALUE! | #VALUE! | #VALUE! | #VALUE! | #VALUE! | #VALUE! | #VALUE! | #VALUE! | #VALUE! | #VALUE! | #VALUE! | #VALUE! | #VALUE! | #VALUE! | #VALUE! | #VALUE! | #VALUE! | #VALUE! | #VALUE! | #VALUE! | #VALUE! | #VALUE! | #VALUE! | #VALUE! | #VALUE! | #VALUE! | #VALUE! | #VALUE! | #VALUE! | #VALUE! | #VALUE! | #VALUE! | #VALUE! | #VALUE! | #VALUE! | #VALUE! | #VALUE! | #VALUE! | #VALUE! | #VALUE! | #VALUE! | #VALUE! | #VALUE! | #VALUE! | #VALUE! | #VALUE! | #VALUE! | #VALUE! | #VALUE! | #VALUE! | #VALUE! | #VALUE! | #VALUE! | #VALUE! | #VALUE! | #VALUE! | #VALUE! | #VALUE! | #VALUE! | #VALUE! | #VALUE! | #VALUE! | #VALUE! | #VALUE! | #VALUE! | #VALUE! | #VALUE! | #VALUE! | #VALUE! | #VALUE! | #VALUE! | #VALUE! | #VALUE! | #VALUE! | #VALUE! | #VALUE! | #VALUE! | #VALUE! | #VALUE! | #VALUE! | #VALUE! | #VALUE! | #VALUE! | #VALUE! | #VALUE! | #VALUE! | #VALUE! | #VALUE! | #VALUE!
| % > 20 |  | 0 | 0 | 0 | 0 | 0 | 0 | 0 | 0 | 0 | 0 | 0 | 0 | 0 | 0 | 0 | 0 | 0 | 0 | 0 | 0 | 0 | 0 | 0 | 0 | 0 | 0 | 0 | 0 | 0 | 0 | 0 | 0 | 0 | 0 | 0 | 0 | 0 | 0 | 0 | 0 | 0 | 0 | 0 | 0 | 0 | 0 | 0 | 0 | 0 | 0 | 0 | 0 | 0 | 0 | 0 | 0 | 0 | 0 | 0 | 0 | 0 | 0 | 0 | 0 | 0 | 0 | 0 | 0 | 0 | 0 | 0 | 0 | 0 | 0 | 0 | 0 | 0 | 0 | 0 | 0 | 0 | 0 | 0 | 0 | 0 | 0 | 0 | 0 | 0 | 0 | 0 | 0 | 0 | 0 | 0 | 0 | 0 | 0 | 0 | 0 | 0 | 0 | 0 | 0 | 0 | 0 | 0 | 0 | 0 | 0 | 0
| % > 22 |  | 0 | 0 | 0 | 0 | 0 | 0 | 0 | 0 | 0 | 0 | 0 | 0 | 0 | 0 | 0 | 0 | 0 | 0 | 0 | 0 | 0 | 0 | 0 | 0 | 0 | 0 | 0 | 0 | 0 | 0 | 0 | 0 | 0 | 0 | 0 | 0 | 0 | 0 | 0 | 0 | 0 | 0 | 0 | 0 | 0 | 0 | 0 | 0 | 0 | 0 | 0 | 0 | 0 | 0 | 0 | 0 | 0 | 0 | 0 | 0 | 0 | 0 | 0 | 0 | 0 | 0 | 0 | 0 | 0 | 0 | 0 | 0 | 0 | 0 | 0 | 0 | 0 | 0 | 0 | 0 | 0 | 0 | 0 | 0 | 0 | 0 | 0 | 0 | 0 | 0 | 0 | 0 | 0 | 0 | 0 | 0 | 0 | 0 | 0 | 0 | 0 | 0 | 0 | 0 | 0 | 0 | 0 | 0 | 0 | 0 | 0
| % > 24 |  | 0 | 0 | 0 | 0 | 0 | 0 | 0 | 0 | 0 | 0 | 0 | 0 | 0 | 0 | 0 | 0 | 0 | 0 | 0 | 0 | 0 | 0 | 0 | 0 | 0 | 0 | 0 | 0 | 0 | 0 | 0 | 0 | 0 | 0 | 0 | 0 | 0 | 0 | 0 | 0 | 0 | 0 | 0 | 0 | 0 | 0 | 0 | 0 | 0 | 0 | 0 | 0 | 0 | 0 | 0 | 0 | 0 | 0 | 0 | 0 | 0 | 0 | 0 | 0 | 0 | 0 | 0 | 0 | 0 | 0 | 0 | 0 | 0 | 0 | 0 | 0 | 0 | 0 | 0 | 0 | 0 | 0 | 0 | 0 | 0 | 0 | 0 | 0 | 0 | 0 | 0 | 0 | 0 | 0 | 0 | 0 | 0 | 0 | 0 | 0 | 0 | 0 | 0 | 0 | 0 | 0 | 0 | 0 | 0 | 0 | 0
| % > 26 |  | 0 | 0 | 0 | 0 | 0 | 0 | 0 | 0 | 0 | 0 | 0 | 0 | 0 | 0 | 0 | 0 | 0 | 0 | 0 | 0 | 0 | 0 | 0 | 0 | 0 | 0 | 0 | 0 | 0 | 0 | 0 | 0 | 0 | 0 | 0 | 0 | 0 | 0 | 0 | 0 | 0 | 0 | 0 | 0 | 0 | 0 | 0 | 0 | 0 | 0 | 0 | 0 | 0 | 0 | 0 | 0 | 0 | 0 | 0 | 0 | 0 | 0 | 0 | 0 | 0 | 0 | 0 | 0 | 0 | 0 | 0 | 0 | 0 | 0 | 0 | 0 | 0 | 0 | 0 | 0 | 0 | 0 | 0 | 0 | 0 | 0 | 0 | 0 | 0 | 0 | 0 | 0 | 0 | 0 | 0 | 0 | 0 | 0 | 0 | 0 | 0 | 0 | 0 | 0 | 0 | 0 | 0 | 0 | 0 | 0 | 0
MEAD ELEVATION | avg |  | #DIV/0! | #DIV/0! | #DIV/0! | #DIV/0! | #DIV/0! | #DIV/0! | #DIV/0! | #DIV/0! | #DIV/0! | #DIV/0! | #DIV/0! | #DIV/0! | #DIV/0! | #DIV/0! | #DIV/0! | #DIV/0! | #DIV/0! | #DIV/0! | #DIV/0! | #DIV/0! | #DIV/0! | #DIV/0! | #DIV/0! | #DIV/0! | #DIV/0! | #DIV/0! | #DIV/0! | #DIV/0! | #DIV/0! | #DIV/0! | #DIV/0! | #DIV/0! | #DIV/0! | #DIV/0! | #DIV/0! | #DIV/0! | #DIV/0! | #DIV/0! | #DIV/0! | #DIV/0! | #DIV/0! | #DIV/0! | #DIV/0! | #DIV/0! | #DIV/0! | #DIV/0! | #DIV/0! | #DIV/0! | #DIV/0! | #DIV/0! | #DIV/0! | #DIV/0! | #DIV/0! | #DIV/0! | #DIV/0! | #DIV/0! | #DIV/0! | #DIV/0! | #DIV/0! | #DIV/0! | #DIV/0! | #DIV/0! | #DIV/0! | #DIV/0! | #DIV/0! | #DIV/0! | #DIV/0! | #DIV/0! | #DIV/0! | #DIV/0! | #DIV/0! | #DIV/0! | #DIV/0! | #DIV/0! | #DIV/0! | #DIV/0! | #DIV/0! | #DIV/0! | #DIV/0! | #DIV/0! | #DIV/0! | #DIV/0! | #DIV/0! | #DIV/0! | #DIV/0! | #DIV/0! | #DIV/0! | #DIV/0! | #DIV/0! | #DIV/0! | #DIV/0! | #DIV/0! | #DIV/0! | #DIV/0! | #DIV/0! | #DIV/0! | #DIV/0! | #DIV/0! | #DIV/0! | #DIV/0! | #DIV/0! | #DIV/0! | #DIV/0! | #DIV/0! | #DIV/0! | #DIV/0! | #DIV/0! | #DIV/0! | #DIV/0! | #DIV/0! | #DIV/0!
| median |  | #VALUE! | #VALUE! | #VALUE! | #VALUE! | #VALUE! | #VALUE! | #VALUE! | #VALUE! | #VALUE! | #VALUE! | #VALUE! | #VALUE! | #VALUE! | #VALUE! | #VALUE! | #VALUE! | #VALUE! | #VALUE! | #VALUE! | #VALUE! | #VALUE! | #VALUE! | #VALUE! | #VALUE! | #VALUE! | #VALUE! | #VALUE! | #VALUE! | #VALUE! | #VALUE! | #VALUE! | #VALUE! | #VALUE! | #VALUE! | #VALUE! | #VALUE! | #VALUE! | #VALUE! | #VALUE! | #VALUE! | #VALUE! | #VALUE! | #VALUE! | #VALUE! | #VALUE! | #VALUE! | #VALUE! | #VALUE! | #VALUE! | #VALUE! | #VALUE! | #VALUE! | #VALUE! | #VALUE! | #VALUE! | #VALUE! | #VALUE! | #VALUE! | #VALUE! | #VALUE! | #VALUE! | #VALUE! | #VALUE! | #VALUE! | #VALUE! | #VALUE! | #VALUE! | #VALUE! | #VALUE! | #VALUE! | #VALUE! | #VALUE! | #VALUE! | #VALUE! | #VALUE! | #VALUE! | #VALUE! | #VALUE! | #VALUE! | #VALUE! | #VALUE! | #VALUE! | #VALUE! | #VALUE! | #VALUE! | #VALUE! | #VALUE! | #VALUE! | #VALUE! | #VALUE! | #VALUE! | #VALUE! | #VALUE! | #VALUE! | #VALUE! | #VALUE! | #VALUE! | #VALUE! | #VALUE! | #VALUE! | #VALUE! | #VALUE! | #VALUE! | #VALUE! | #VALUE! | #VALUE! | #VALUE! | #VALUE! | #VALUE! | #VALUE! | #VALUE!
| 10th |  | #VALUE! | #VALUE! | #VALUE! | #VALUE! | #VALUE! | #VALUE! | #VALUE! | #VALUE! | #VALUE! | #VALUE! | #VALUE! | #VALUE! | #VALUE! | #VALUE! | #VALUE! | #VALUE! | #VALUE! | #VALUE! | #VALUE! | #VALUE! | #VALUE! | #VALUE! | #VALUE! | #VALUE! | #VALUE! | #VALUE! | #VALUE! | #VALUE! | #VALUE! | #VALUE! | #VALUE! | #VALUE! | #VALUE! | #VALUE! | #VALUE! | #VALUE! | #VALUE! | #VALUE! | #VALUE! | #VALUE! | #VALUE! | #VALUE! | #VALUE! | #VALUE! | #VALUE! | #VALUE! | #VALUE! | #VALUE! | #VALUE! | #VALUE! | #VALUE! | #VALUE! | #VALUE! | #VALUE! | #VALUE! | #VALUE! | #VALUE! | #VALUE! | #VALUE! | #VALUE! | #VALUE! | #VALUE! | #VALUE! | #VALUE! | #VALUE! | #VALUE! | #VALUE! | #VALUE! | #VALUE! | #VALUE! | #VALUE! | #VALUE! | #VALUE! | #VALUE! | #VALUE! | #VALUE! | #VALUE! | #VALUE! | #VALUE! | #VALUE! | #VALUE! | #VALUE! | #VALUE! | #VALUE! | #VALUE! | #VALUE! | #VALUE! | #VALUE! | #VALUE! | #VALUE! | #VALUE! | #VALUE! | #VALUE! | #VALUE! | #VALUE! | #VALUE! | #VALUE! | #VALUE! | #VALUE! | #VALUE! | #VALUE! | #VALUE! | #VALUE! | #VALUE! | #VALUE! | #VALUE! | #VALUE! | #VALUE! | #VALUE! | #VALUE! | #VALUE!
| 25th |  | #VALUE! | #VALUE! | #VALUE! | #VALUE! | #VALUE! | #VALUE! | #VALUE! | #VALUE! | #VALUE! | #VALUE! | #VALUE! | #VALUE! | #VALUE! | #VALUE! | #VALUE! | #VALUE! | #VALUE! | #VALUE! | #VALUE! | #VALUE! | #VALUE! | #VALUE! | #VALUE! | #VALUE! | #VALUE! | #VALUE! | #VALUE! | #VALUE! | #VALUE! | #VALUE! | #VALUE! | #VALUE! | #VALUE! | #VALUE! | #VALUE! | #VALUE! | #VALUE! | #VALUE! | #VALUE! | #VALUE! | #VALUE! | #VALUE! | #VALUE! | #VALUE! | #VALUE! | #VALUE! | #VALUE! | #VALUE! | #VALUE! | #VALUE! | #VALUE! | #VALUE! | #VALUE! | #VALUE! | #VALUE! | #VALUE! | #VALUE! | #VALUE! | #VALUE! | #VALUE! | #VALUE! | #VALUE! | #VALUE! | #VALUE! | #VALUE! | #VALUE! | #VALUE! | #VALUE! | #VALUE! | #VALUE! | #VALUE! | #VALUE! | #VALUE! | #VALUE! | #VALUE! | #VALUE! | #VALUE! | #VALUE! | #VALUE! | #VALUE! | #VALUE! | #VALUE! | #VALUE! | #VALUE! | #VALUE! | #VALUE! | #VALUE! | #VALUE! | #VALUE! | #VALUE! | #VALUE! | #VALUE! | #VALUE! | #VALUE! | #VALUE! | #VALUE! | #VALUE! | #VALUE! | #VALUE! | #VALUE! | #VALUE! | #VALUE! | #VALUE! | #VALUE! | #VALUE! | #VALUE! | #VALUE! | #VALUE! | #VALUE! | #VALUE! | #VALUE!
| 75th |  | #VALUE! | #VALUE! | #VALUE! | #VALUE! | #VALUE! | #VALUE! | #VALUE! | #VALUE! | #VALUE! | #VALUE! | #VALUE! | #VALUE! | #VALUE! | #VALUE! | #VALUE! | #VALUE! | #VALUE! | #VALUE! | #VALUE! | #VALUE! | #VALUE! | #VALUE! | #VALUE! | #VALUE! | #VALUE! | #VALUE! | #VALUE! | #VALUE! | #VALUE! | #VALUE! | #VALUE! | #VALUE! | #VALUE! | #VALUE! | #VALUE! | #VALUE! | #VALUE! | #VALUE! | #VALUE! | #VALUE! | #VALUE! | #VALUE! | #VALUE! | #VALUE! | #VALUE! | #VALUE! | #VALUE! | #VALUE! | #VALUE! | #VALUE! | #VALUE! | #VALUE! | #VALUE! | #VALUE! | #VALUE! | #VALUE! | #VALUE! | #VALUE! | #VALUE! | #VALUE! | #VALUE! | #VALUE! | #VALUE! | #VALUE! | #VALUE! | #VALUE! | #VALUE! | #VALUE! | #VALUE! | #VALUE! | #VALUE! | #VALUE! | #VALUE! | #VALUE! | #VALUE! | #VALUE! | #VALUE! | #VALUE! | #VALUE! | #VALUE! | #VALUE! | #VALUE! | #VALUE! | #VALUE! | #VALUE! | #VALUE! | #VALUE! | #VALUE! | #VALUE! | #VALUE! | #VALUE! | #VALUE! | #VALUE! | #VALUE! | #VALUE! | #VALUE! | #VALUE! | #VALUE! | #VALUE! | #VALUE! | #VALUE! | #VALUE! | #VALUE! | #VALUE! | #VALUE! | #VALUE! | #VALUE! | #VALUE! | #VALUE! | #VALUE! | #VALUE!
| 90th |  | #VALUE! | #VALUE! | #VALUE! | #VALUE! | #VALUE! | #VALUE! | #VALUE! | #VALUE! | #VALUE! | #VALUE! | #VALUE! | #VALUE! | #VALUE! | #VALUE! | #VALUE! | #VALUE! | #VALUE! | #VALUE! | #VALUE! | #VALUE! | #VALUE! | #VALUE! | #VALUE! | #VALUE! | #VALUE! | #VALUE! | #VALUE! | #VALUE! | #VALUE! | #VALUE! | #VALUE! | #VALUE! | #VALUE! | #VALUE! | #VALUE! | #VALUE! | #VALUE! | #VALUE! | #VALUE! | #VALUE! | #VALUE! | #VALUE! | #VALUE! | #VALUE! | #VALUE! | #VALUE! | #VALUE! | #VALUE! | #VALUE! | #VALUE! | #VALUE! | #VALUE! | #VALUE! | #VALUE! | #VALUE! | #VALUE! | #VALUE! | #VALUE! | #VALUE! | #VALUE! | #VALUE! | #VALUE! | #VALUE! | #VALUE! | #VALUE! | #VALUE! | #VALUE! | #VALUE! | #VALUE! | #VALUE! | #VALUE! | #VALUE! | #VALUE! | #VALUE! | #VALUE! | #VALUE! | #VALUE! | #VALUE! | #VALUE! | #VALUE! | #VALUE! | #VALUE! | #VALUE! | #VALUE! | #VALUE! | #VALUE! | #VALUE! | #VALUE! | #VALUE! | #VALUE! | #VALUE! | #VALUE! | #VALUE! | #VALUE! | #VALUE! | #VALUE! | #VALUE! | #VALUE! | #VALUE! | #VALUE! | #VALUE! | #VALUE! | #VALUE! | #VALUE! | #VALUE! | #VALUE! | #VALUE! | #VALUE! | #VALUE! | #VALUE! | #VALUE!
MEAD EVAP | avg |  | #DIV/0! | #DIV/0! | #DIV/0! | #DIV/0! | #DIV/0! | #DIV/0! | #DIV/0! | #DIV/0! | #DIV/0! | #DIV/0! | #DIV/0! | #DIV/0! | #DIV/0! | #DIV/0! | #DIV/0! | #DIV/0! | #DIV/0! | #DIV/0! | #DIV/0! | #DIV/0! | #DIV/0! | #DIV/0! | #DIV/0! | #DIV/0! | #DIV/0! | #DIV/0! | #DIV/0! | #DIV/0! | #DIV/0! | #DIV/0! | #DIV/0! | #DIV/0! | #DIV/0! | #DIV/0! | #DIV/0! | #DIV/0! | #DIV/0! | #DIV/0! | #DIV/0! | #DIV/0! | #DIV/0! | #DIV/0! | #DIV/0! | #DIV/0! | #DIV/0! | #DIV/0! | #DIV/0! | #DIV/0! | #DIV/0! | #DIV/0! | #DIV/0! | #DIV/0! | #DIV/0! | #DIV/0! | #DIV/0! | #DIV/0! | #DIV/0! | #DIV/0! | #DIV/0! | #DIV/0! | #DIV/0! | #DIV/0! | #DIV/0! | #DIV/0! | #DIV/0! | #DIV/0! | #DIV/0! | #DIV/0! | #DIV/0! | #DIV/0! | #DIV/0! | #DIV/0! | #DIV/0! | #DIV/0! | #DIV/0! | #DIV/0! | #DIV/0! | #DIV/0! | #DIV/0! | #DIV/0! | #DIV/0! | #DIV/0! | #DIV/0! | #DIV/0! | #DIV/0! | #DIV/0! | #DIV/0! | #DIV/0! | #DIV/0! | #DIV/0! | #DIV/0! | #DIV/0! | #DIV/0! | #DIV/0! | #DIV/0! | #DIV/0! | #DIV/0! | #DIV/0! | #DIV/0! | #DIV/0! | #DIV/0! | #DIV/0! | #DIV/0! | #DIV/0! | #DIV/0! | #DIV/0! | #DIV/0! | #DIV/0! | #DIV/0! | #DIV/0! | #DIV/0!
| median |  | #VALUE! | #VALUE! | #VALUE! | #VALUE! | #VALUE! | #VALUE! | #VALUE! | #VALUE! | #VALUE! | #VALUE! | #VALUE! | #VALUE! | #VALUE! | #VALUE! | #VALUE! | #VALUE! | #VALUE! | #VALUE! | #VALUE! | #VALUE! | #VALUE! | #VALUE! | #VALUE! | #VALUE! | #VALUE! | #VALUE! | #VALUE! | #VALUE! | #VALUE! | #VALUE! | #VALUE! | #VALUE! | #VALUE! | #VALUE! | #VALUE! | #VALUE! | #VALUE! | #VALUE! | #VALUE! | #VALUE! | #VALUE! | #VALUE! | #VALUE! | #VALUE! | #VALUE! | #VALUE! | #VALUE! | #VALUE! | #VALUE! | #VALUE! | #VALUE! | #VALUE! | #VALUE! | #VALUE! | #VALUE! | #VALUE! | #VALUE! | #VALUE! | #VALUE! | #VALUE! | #VALUE! | #VALUE! | #VALUE! | #VALUE! | #VALUE! | #VALUE! | #VALUE! | #VALUE! | #VALUE! | #VALUE! | #VALUE! | #VALUE! | #VALUE! | #VALUE! | #VALUE! | #VALUE! | #VALUE! | #VALUE! | #VALUE! | #VALUE! | #VALUE! | #VALUE! | #VALUE! | #VALUE! | #VALUE! | #VALUE! | #VALUE! | #VALUE! | #VALUE! | #VALUE! | #VALUE! | #VALUE! | #VALUE! | #VALUE! | #VALUE! | #VALUE! | #VALUE! | #VALUE! | #VALUE! | #VALUE! | #VALUE! | #VALUE! | #VALUE! | #VALUE! | #VALUE! | #VALUE! | #VALUE! | #VALUE! | #VALUE! | #VALUE! | #VALUE!
| 10th |  | #VALUE! | #VALUE! | #VALUE! | #VALUE! | #VALUE! | #VALUE! | #VALUE! | #VALUE! | #VALUE! | #VALUE! | #VALUE! | #VALUE! | #VALUE! | #VALUE! | #VALUE! | #VALUE! | #VALUE! | #VALUE! | #VALUE! | #VALUE! | #VALUE! | #VALUE! | #VALUE! | #VALUE! | #VALUE! | #VALUE! | #VALUE! | #VALUE! | #VALUE! | #VALUE! | #VALUE! | #VALUE! | #VALUE! | #VALUE! | #VALUE! | #VALUE! | #VALUE! | #VALUE! | #VALUE! | #VALUE! | #VALUE! | #VALUE! | #VALUE! | #VALUE! | #VALUE! | #VALUE! | #VALUE! | #VALUE! | #VALUE! | #VALUE! | #VALUE! | #VALUE! | #VALUE! | #VALUE! | #VALUE! | #VALUE! | #VALUE! | #VALUE! | #VALUE! | #VALUE! | #VALUE! | #VALUE! | #VALUE! | #VALUE! | #VALUE! | #VALUE! | #VALUE! | #VALUE! | #VALUE! | #VALUE! | #VALUE! | #VALUE! | #VALUE! | #VALUE! | #VALUE! | #VALUE! | #VALUE! | #VALUE! | #VALUE! | #VALUE! | #VALUE! | #VALUE! | #VALUE! | #VALUE! | #VALUE! | #VALUE! | #VALUE! | #VALUE! | #VALUE! | #VALUE! | #VALUE! | #VALUE! | #VALUE! | #VALUE! | #VALUE! | #VALUE! | #VALUE! | #VALUE! | #VALUE! | #VALUE! | #VALUE! | #VALUE! | #VALUE! | #VALUE! | #VALUE! | #VALUE! | #VALUE! | #VALUE! | #VALUE! | #VALUE! | #VALUE!
| 25th |  | #VALUE! | #VALUE! | #VALUE! | #VALUE! | #VALUE! | #VALUE! | #VALUE! | #VALUE! | #VALUE! | #VALUE! | #VALUE! | #VALUE! | #VALUE! | #VALUE! | #VALUE! | #VALUE! | #VALUE! | #VALUE! | #VALUE! | #VALUE! | #VALUE! | #VALUE! | #VALUE! | #VALUE! | #VALUE! | #VALUE! | #VALUE! | #VALUE! | #VALUE! | #VALUE! | #VALUE! | #VALUE! | #VALUE! | #VALUE! | #VALUE! | #VALUE! | #VALUE! | #VALUE! | #VALUE! | #VALUE! | #VALUE! | #VALUE! | #VALUE! | #VALUE! | #VALUE! | #VALUE! | #VALUE! | #VALUE! | #VALUE! | #VALUE! | #VALUE! | #VALUE! | #VALUE! | #VALUE! | #VALUE! | #VALUE! | #VALUE! | #VALUE! | #VALUE! | #VALUE! | #VALUE! | #VALUE! | #VALUE! | #VALUE! | #VALUE! | #VALUE! | #VALUE! | #VALUE! | #VALUE! | #VALUE! | #VALUE! | #VALUE! | #VALUE! | #VALUE! | #VALUE! | #VALUE! | #VALUE! | #VALUE! | #VALUE! | #VALUE! | #VALUE! | #VALUE! | #VALUE! | #VALUE! | #VALUE! | #VALUE! | #VALUE! | #VALUE! | #VALUE! | #VALUE! | #VALUE! | #VALUE! | #VALUE! | #VALUE! | #VALUE! | #VALUE! | #VALUE! | #VALUE! | #VALUE! | #VALUE! | #VALUE! | #VALUE! | #VALUE! | #VALUE! | #VALUE! | #VALUE! | #VALUE! | #VALUE! | #VALUE! | #VALUE! | #VALUE!
| 75th |  | #VALUE! | #VALUE! | #VALUE! | #VALUE! | #VALUE! | #VALUE! | #VALUE! | #VALUE! | #VALUE! | #VALUE! | #VALUE! | #VALUE! | #VALUE! | #VALUE! | #VALUE! | #VALUE! | #VALUE! | #VALUE! | #VALUE! | #VALUE! | #VALUE! | #VALUE! | #VALUE! | #VALUE! | #VALUE! | #VALUE! | #VALUE! | #VALUE! | #VALUE! | #VALUE! | #VALUE! | #VALUE! | #VALUE! | #VALUE! | #VALUE! | #VALUE! | #VALUE! | #VALUE! | #VALUE! | #VALUE! | #VALUE! | #VALUE! | #VALUE! | #VALUE! | #VALUE! | #VALUE! | #VALUE! | #VALUE! | #VALUE! | #VALUE! | #VALUE! | #VALUE! | #VALUE! | #VALUE! | #VALUE! | #VALUE! | #VALUE! | #VALUE! | #VALUE! | #VALUE! | #VALUE! | #VALUE! | #VALUE! | #VALUE! | #VALUE! | #VALUE! | #VALUE! | #VALUE! | #VALUE! | #VALUE! | #VALUE! | #VALUE! | #VALUE! | #VALUE! | #VALUE! | #VALUE! | #VALUE! | #VALUE! | #VALUE! | #VALUE! | #VALUE! | #VALUE! | #VALUE! | #VALUE! | #VALUE! | #VALUE! | #VALUE! | #VALUE! | #VALUE! | #VALUE! | #VALUE! | #VALUE! | #VALUE! | #VALUE! | #VALUE! | #VALUE! | #VALUE! | #VALUE! | #VALUE! | #VALUE! | #VALUE! | #VALUE! | #VALUE! | #VALUE! | #VALUE! | #VALUE! | #VALUE! | #VALUE! | #VALUE! | #VALUE! | #VALUE!
| 90th |  | #VALUE! | #VALUE! | #VALUE! | #VALUE! | #VALUE! | #VALUE! | #VALUE! | #VALUE! | #VALUE! | #VALUE! | #VALUE! | #VALUE! | #VALUE! | #VALUE! | #VALUE! | #VALUE! | #VALUE! | #VALUE! | #VALUE! | #VALUE! | #VALUE! | #VALUE! | #VALUE! | #VALUE! | #VALUE! | #VALUE! | #VALUE! | #VALUE! | #VALUE! | #VALUE! | #VALUE! | #VALUE! | #VALUE! | #VALUE! | #VALUE! | #VALUE! | #VALUE! | #VALUE! | #VALUE! | #VALUE! | #VALUE! | #VALUE! | #VALUE! | #VALUE! | #VALUE! | #VALUE! | #VALUE! | #VALUE! | #VALUE! | #VALUE! | #VALUE! | #VALUE! | #VALUE! | #VALUE! | #VALUE! | #VALUE! | #VALUE! | #VALUE! | #VALUE! | #VALUE! | #VALUE! | #VALUE! | #VALUE! | #VALUE! | #VALUE! | #VALUE! | #VALUE! | #VALUE! | #VALUE! | #VALUE! | #VALUE! | #VALUE! | #VALUE! | #VALUE! | #VALUE! | #VALUE! | #VALUE! | #VALUE! | #VALUE! | #VALUE! | #VALUE! | #VALUE! | #VALUE! | #VALUE! | #VALUE! | #VALUE! | #VALUE! | #VALUE! | #VALUE! | #VALUE! | #VALUE! | #VALUE! | #VALUE! | #VALUE! | #VALUE! | #VALUE! | #VALUE! | #VALUE! | #VALUE! | #VALUE! | #VALUE! | #VALUE! | #VALUE! | #VALUE! | #VALUE! | #VALUE! | #VALUE! | #VALUE! | #VALUE! | #VALUE! | #VALUE!
MEAD RELEASE | avg |  | #DIV/0! | #DIV/0! | #DIV/0! | #DIV/0! | #DIV/0! | #DIV/0! | #DIV/0! | #DIV/0! | #DIV/0! | #DIV/0! | #DIV/0! | #DIV/0! | #DIV/0! | #DIV/0! | #DIV/0! | #DIV/0! | #DIV/0! | #DIV/0! | #DIV/0! | #DIV/0! | #DIV/0! | #DIV/0! | #DIV/0! | #DIV/0! | #DIV/0! | #DIV/0! | #DIV/0! | #DIV/0! | #DIV/0! | #DIV/0! | #DIV/0! | #DIV/0! | #DIV/0! | #DIV/0! | #DIV/0! | #DIV/0! | #DIV/0! | #DIV/0! | #DIV/0! | #DIV/0! | #DIV/0! | #DIV/0! | #DIV/0! | #DIV/0! | #DIV/0! | #DIV/0! | #DIV/0! | #DIV/0! | #DIV/0! | #DIV/0! | #DIV/0! | #DIV/0! | #DIV/0! | #DIV/0! | #DIV/0! | #DIV/0! | #DIV/0! | #DIV/0! | #DIV/0! | #DIV/0! | #DIV/0! | #DIV/0! | #DIV/0! | #DIV/0! | #DIV/0! | #DIV/0! | #DIV/0! | #DIV/0! | #DIV/0! | #DIV/0! | #DIV/0! | #DIV/0! | #DIV/0! | #DIV/0! | #DIV/0! | #DIV/0! | #DIV/0! | #DIV/0! | #DIV/0! | #DIV/0! | #DIV/0! | #DIV/0! | #DIV/0! | #DIV/0! | #DIV/0! | #DIV/0! | #DIV/0! | #DIV/0! | #DIV/0! | #DIV/0! | #DIV/0! | #DIV/0! | #DIV/0! | #DIV/0! | #DIV/0! | #DIV/0! | #DIV/0! | #DIV/0! | #DIV/0! | #DIV/0! | #DIV/0! | #DIV/0! | #DIV/0! | #DIV/0! | #DIV/0! | #DIV/0! | #DIV/0! | #DIV/0! | #DIV/0! | #DIV/0! | #DIV/0!
| median |  | #VALUE! | #VALUE! | #VALUE! | #VALUE! | #VALUE! | #VALUE! | #VALUE! | #VALUE! | #VALUE! | #VALUE! | #VALUE! | #VALUE! | #VALUE! | #VALUE! | #VALUE! | #VALUE! | #VALUE! | #VALUE! | #VALUE! | #VALUE! | #VALUE! | #VALUE! | #VALUE! | #VALUE! | #VALUE! | #VALUE! | #VALUE! | #VALUE! | #VALUE! | #VALUE! | #VALUE! | #VALUE! | #VALUE! | #VALUE! | #VALUE! | #VALUE! | #VALUE! | #VALUE! | #VALUE! | #VALUE! | #VALUE! | #VALUE! | #VALUE! | #VALUE! | #VALUE! | #VALUE! | #VALUE! | #VALUE! | #VALUE! | #VALUE! | #VALUE! | #VALUE! | #VALUE! | #VALUE! | #VALUE! | #VALUE! | #VALUE! | #VALUE! | #VALUE! | #VALUE! | #VALUE! | #VALUE! | #VALUE! | #VALUE! | #VALUE! | #VALUE! | #VALUE! | #VALUE! | #VALUE! | #VALUE! | #VALUE! | #VALUE! | #VALUE! | #VALUE! | #VALUE! | #VALUE! | #VALUE! | #VALUE! | #VALUE! | #VALUE! | #VALUE! | #VALUE! | #VALUE! | #VALUE! | #VALUE! | #VALUE! | #VALUE! | #VALUE! | #VALUE! | #VALUE! | #VALUE! | #VALUE! | #VALUE! | #VALUE! | #VALUE! | #VALUE! | #VALUE! | #VALUE! | #VALUE! | #VALUE! | #VALUE! | #VALUE! | #VALUE! | #VALUE! | #VALUE! | #VALUE! | #VALUE! | #VALUE! | #VALUE! | #VALUE! | #VALUE!
| 10th |  | #VALUE! | #VALUE! | #VALUE! | #VALUE! | #VALUE! | #VALUE! | #VALUE! | #VALUE! | #VALUE! | #VALUE! | #VALUE! | #VALUE! | #VALUE! | #VALUE! | #VALUE! | #VALUE! | #VALUE! | #VALUE! | #VALUE! | #VALUE! | #VALUE! | #VALUE! | #VALUE! | #VALUE! | #VALUE! | #VALUE! | #VALUE! | #VALUE! | #VALUE! | #VALUE! | #VALUE! | #VALUE! | #VALUE! | #VALUE! | #VALUE! | #VALUE! | #VALUE! | #VALUE! | #VALUE! | #VALUE! | #VALUE! | #VALUE! | #VALUE! | #VALUE! | #VALUE! | #VALUE! | #VALUE! | #VALUE! | #VALUE! | #VALUE! | #VALUE! | #VALUE! | #VALUE! | #VALUE! | #VALUE! | #VALUE! | #VALUE! | #VALUE! | #VALUE! | #VALUE! | #VALUE! | #VALUE! | #VALUE! | #VALUE! | #VALUE! | #VALUE! | #VALUE! | #VALUE! | #VALUE! | #VALUE! | #VALUE! | #VALUE! | #VALUE! | #VALUE! | #VALUE! | #VALUE! | #VALUE! | #VALUE! | #VALUE! | #VALUE! | #VALUE! | #VALUE! | #VALUE! | #VALUE! | #VALUE! | #VALUE! | #VALUE! | #VALUE! | #VALUE! | #VALUE! | #VALUE! | #VALUE! | #VALUE! | #VALUE! | #VALUE! | #VALUE! | #VALUE! | #VALUE! | #VALUE! | #VALUE! | #VALUE! | #VALUE! | #VALUE! | #VALUE! | #VALUE! | #VALUE! | #VALUE! | #VALUE! | #VALUE! | #VALUE! | #VALUE!
| 25th |  | #VALUE! | #VALUE! | #VALUE! | #VALUE! | #VALUE! | #VALUE! | #VALUE! | #VALUE! | #VALUE! | #VALUE! | #VALUE! | #VALUE! | #VALUE! | #VALUE! | #VALUE! | #VALUE! | #VALUE! | #VALUE! | #VALUE! | #VALUE! | #VALUE! | #VALUE! | #VALUE! | #VALUE! | #VALUE! | #VALUE! | #VALUE! | #VALUE! | #VALUE! | #VALUE! | #VALUE! | #VALUE! | #VALUE! | #VALUE! | #VALUE! | #VALUE! | #VALUE! | #VALUE! | #VALUE! | #VALUE! | #VALUE! | #VALUE! | #VALUE! | #VALUE! | #VALUE! | #VALUE! | #VALUE! | #VALUE! | #VALUE! | #VALUE! | #VALUE! | #VALUE! | #VALUE! | #VALUE! | #VALUE! | #VALUE! | #VALUE! | #VALUE! | #VALUE! | #VALUE! | #VALUE! | #VALUE! | #VALUE! | #VALUE! | #VALUE! | #VALUE! | #VALUE! | #VALUE! | #VALUE! | #VALUE! | #VALUE! | #VALUE! | #VALUE! | #VALUE! | #VALUE! | #VALUE! | #VALUE! | #VALUE! | #VALUE! | #VALUE! | #VALUE! | #VALUE! | #VALUE! | #VALUE! | #VALUE! | #VALUE! | #VALUE! | #VALUE! | #VALUE! | #VALUE! | #VALUE! | #VALUE! | #VALUE! | #VALUE! | #VALUE! | #VALUE! | #VALUE! | #VALUE! | #VALUE! | #VALUE! | #VALUE! | #VALUE! | #VALUE! | #VALUE! | #VALUE! | #VALUE! | #VALUE! | #VALUE! | #VALUE! | #VALUE! | #VALUE!
| 75th |  | #VALUE! | #VALUE! | #VALUE! | #VALUE! | #VALUE! | #VALUE! | #VALUE! | #VALUE! | #VALUE! | #VALUE! | #VALUE! | #VALUE! | #VALUE! | #VALUE! | #VALUE! | #VALUE! | #VALUE! | #VALUE! | #VALUE! | #VALUE! | #VALUE! | #VALUE! | #VALUE! | #VALUE! | #VALUE! | #VALUE! | #VALUE! | #VALUE! | #VALUE! | #VALUE! | #VALUE! | #VALUE! | #VALUE! | #VALUE! | #VALUE! | #VALUE! | #VALUE! | #VALUE! | #VALUE! | #VALUE! | #VALUE! | #VALUE! | #VALUE! | #VALUE! | #VALUE! | #VALUE! | #VALUE! | #VALUE! | #VALUE! | #VALUE! | #VALUE! | #VALUE! | #VALUE! | #VALUE! | #VALUE! | #VALUE! | #VALUE! | #VALUE! | #VALUE! | #VALUE! | #VALUE! | #VALUE! | #VALUE! | #VALUE! | #VALUE! | #VALUE! | #VALUE! | #VALUE! | #VALUE! | #VALUE! | #VALUE! | #VALUE! | #VALUE! | #VALUE! | #VALUE! | #VALUE! | #VALUE! | #VALUE! | #VALUE! | #VALUE! | #VALUE! | #VALUE! | #VALUE! | #VALUE! | #VALUE! | #VALUE! | #VALUE! | #VALUE! | #VALUE! | #VALUE! | #VALUE! | #VALUE! | #VALUE! | #VALUE! | #VALUE! | #VALUE! | #VALUE! | #VALUE! | #VALUE! | #VALUE! | #VALUE! | #VALUE! | #VALUE! | #VALUE! | #VALUE! | #VALUE! | #VALUE! | #VALUE! | #VALUE! | #VALUE! | #VALUE!
| 90th |  | #VALUE! | #VALUE! | #VALUE! | #VALUE! | #VALUE! | #VALUE! | #VALUE! | #VALUE! | #VALUE! | #VALUE! | #VALUE! | #VALUE! | #VALUE! | #VALUE! | #VALUE! | #VALUE! | #VALUE! | #VALUE! | #VALUE! | #VALUE! | #VALUE! | #VALUE! | #VALUE! | #VALUE! | #VALUE! | #VALUE! | #VALUE! | #VALUE! | #VALUE! | #VALUE! | #VALUE! | #VALUE! | #VALUE! | #VALUE! | #VALUE! | #VALUE! | #VALUE! | #VALUE! | #VALUE! | #VALUE! | #VALUE! | #VALUE! | #VALUE! | #VALUE! | #VALUE! | #VALUE! | #VALUE! | #VALUE! | #VALUE! | #VALUE! | #VALUE! | #VALUE! | #VALUE! | #VALUE! | #VALUE! | #VALUE! | #VALUE! | #VALUE! | #VALUE! | #VALUE! | #VALUE! | #VALUE! | #VALUE! | #VALUE! | #VALUE! | #VALUE! | #VALUE! | #VALUE! | #VALUE! | #VALUE! | #VALUE! | #VALUE! | #VALUE! | #VALUE! | #VALUE! | #VALUE! | #VALUE! | #VALUE! | #VALUE! | #VALUE! | #VALUE! | #VALUE! | #VALUE! | #VALUE! | #VALUE! | #VALUE! | #VALUE! | #VALUE! | #VALUE! | #VALUE! | #VALUE! | #VALUE! | #VALUE! | #VALUE! | #VALUE! | #VALUE! | #VALUE! | #VALUE! | #VALUE! | #VALUE! | #VALUE! | #VALUE! | #VALUE! | #VALUE! | #VALUE! | #VALUE! | #VALUE! | #VALUE! | #VALUE! | #VALUE! | #VALUE!
< 1025' (%) | % |  | #DIV/0! | #DIV/0! | #DIV/0! | #DIV/0! | #DIV/0! | #DIV/0! | #DIV/0! | #DIV/0! | #DIV/0! | #DIV/0! | #DIV/0! | #DIV/0! | #DIV/0! | #DIV/0! | #DIV/0! | #DIV/0! | #DIV/0! | #DIV/0! | #DIV/0! | #DIV/0! | #DIV/0! | #DIV/0! | #DIV/0! | #DIV/0! | #DIV/0! | #DIV/0! | #DIV/0! | #DIV/0! | #DIV/0! | #DIV/0! | #DIV/0! | #DIV/0! | #DIV/0! | #DIV/0! | #DIV/0! | #DIV/0! | #DIV/0! | #DIV/0! | #DIV/0! | #DIV/0! | #DIV/0! | #DIV/0! | #DIV/0! | #DIV/0! | #DIV/0! | #DIV/0! | #DIV/0! | #DIV/0! | #DIV/0! | #DIV/0! | #DIV/0! | #DIV/0! | #DIV/0! | #DIV/0! | #DIV/0! | #DIV/0! | #DIV/0! | #DIV/0! | #DIV/0! | #DIV/0! | #DIV/0! | #DIV/0! | #DIV/0! | #DIV/0! | #DIV/0! | #DIV/0! | #DIV/0! | #DIV/0! | #DIV/0! | #DIV/0! | #DIV/0! | #DIV/0! | #DIV/0! | #DIV/0! | #DIV/0! | #DIV/0! | #DIV/0! | #DIV/0! | #DIV/0! | #DIV/0! | #DIV/0! | #DIV/0! | #DIV/0! | #DIV/0! | #DIV/0! | #DIV/0! | #DIV/0! | #DIV/0! | #DIV/0! | #DIV/0! | #DIV/0! | #DIV/0! | #DIV/0! | #DIV/0! | #DIV/0! | #DIV/0! | #DIV/0! | #DIV/0! | #DIV/0! | #DIV/0! | #DIV/0! | #DIV/0! | #DIV/0! | #DIV/0! | #DIV/0! | #DIV/0! | #DIV/0! | #DIV/0! | #DIV/0! | #DIV/0! | #DIV/0!
< 1050' (%) | % |  | #DIV/0! | #DIV/0! | #DIV/0! | #DIV/0! | #DIV/0! | #DIV/0! | #DIV/0! | #DIV/0! | #DIV/0! | #DIV/0! | #DIV/0! | #DIV/0! | #DIV/0! | #DIV/0! | #DIV/0! | #DIV/0! | #DIV/0! | #DIV/0! | #DIV/0! | #DIV/0! | #DIV/0! | #DIV/0! | #DIV/0! | #DIV/0! | #DIV/0! | #DIV/0! | #DIV/0! | #DIV/0! | #DIV/0! | #DIV/0! | #DIV/0! | #DIV/0! | #DIV/0! | #DIV/0! | #DIV/0! | #DIV/0! | #DIV/0! | #DIV/0! | #DIV/0! | #DIV/0! | #DIV/0! | #DIV/0! | #DIV/0! | #DIV/0! | #DIV/0! | #DIV/0! | #DIV/0! | #DIV/0! | #DIV/0! | #DIV/0! | #DIV/0! | #DIV/0! | #DIV/0! | #DIV/0! | #DIV/0! | #DIV/0! | #DIV/0! | #DIV/0! | #DIV/0! | #DIV/0! | #DIV/0! | #DIV/0! | #DIV/0! | #DIV/0! | #DIV/0! | #DIV/0! | #DIV/0! | #DIV/0! | #DIV/0! | #DIV/0! | #DIV/0! | #DIV/0! | #DIV/0! | #DIV/0! | #DIV/0! | #DIV/0! | #DIV/0! | #DIV/0! | #DIV/0! | #DIV/0! | #DIV/0! | #DIV/0! | #DIV/0! | #DIV/0! | #DIV/0! | #DIV/0! | #DIV/0! | #DIV/0! | #DIV/0! | #DIV/0! | #DIV/0! | #DIV/0! | #DIV/0! | #DIV/0! | #DIV/0! | #DIV/0! | #DIV/0! | #DIV/0! | #DIV/0! | #DIV/0! | #DIV/0! | #DIV/0! | #DIV/0! | #DIV/0! | #DIV/0! | #DIV/0! | #DIV/0! | #DIV/0! | #DIV/0! | #DIV/0! | #DIV/0!
< 1075' (%) | % |  | #DIV/0! | #DIV/0! | #DIV/0! | #DIV/0! | #DIV/0! | #DIV/0! | #DIV/0! | #DIV/0! | #DIV/0! | #DIV/0! | #DIV/0! | #DIV/0! | #DIV/0! | #DIV/0! | #DIV/0! | #DIV/0! | #DIV/0! | #DIV/0! | #DIV/0! | #DIV/0! | #DIV/0! | #DIV/0! | #DIV/0! | #DIV/0! | #DIV/0! | #DIV/0! | #DIV/0! | #DIV/0! | #DIV/0! | #DIV/0! | #DIV/0! | #DIV/0! | #DIV/0! | #DIV/0! | #DIV/0! | #DIV/0! | #DIV/0! | #DIV/0! | #DIV/0! | #DIV/0! | #DIV/0! | #DIV/0! | #DIV/0! | #DIV/0! | #DIV/0! | #DIV/0! | #DIV/0! | #DIV/0! | #DIV/0! | #DIV/0! | #DIV/0! | #DIV/0! | #DIV/0! | #DIV/0! | #DIV/0! | #DIV/0! | #DIV/0! | #DIV/0! | #DIV/0! | #DIV/0! | #DIV/0! | #DIV/0! | #DIV/0! | #DIV/0! | #DIV/0! | #DIV/0! | #DIV/0! | #DIV/0! | #DIV/0! | #DIV/0! | #DIV/0! | #DIV/0! | #DIV/0! | #DIV/0! | #DIV/0! | #DIV/0! | #DIV/0! | #DIV/0! | #DIV/0! | #DIV/0! | #DIV/0! | #DIV/0! | #DIV/0! | #DIV/0! | #DIV/0! | #DIV/0! | #DIV/0! | #DIV/0! | #DIV/0! | #DIV/0! | #DIV/0! | #DIV/0! | #DIV/0! | #DIV/0! | #DIV/0! | #DIV/0! | #DIV/0! | #DIV/0! | #DIV/0! | #DIV/0! | #DIV/0! | #DIV/0! | #DIV/0! | #DIV/0! | #DIV/0! | #DIV/0! | #DIV/0! | #DIV/0! | #DIV/0! | #DIV/0! | #DIV/0!
MEAD LVL 1 SHT | avg |  | #DIV/0! | #DIV/0! | #DIV/0! | #DIV/0! | #DIV/0! | #DIV/0! | #DIV/0! | #DIV/0! | #DIV/0! | #DIV/0! | #DIV/0! | #DIV/0! | #DIV/0! | #DIV/0! | #DIV/0! | #DIV/0! | #DIV/0! | #DIV/0! | #DIV/0! | #DIV/0! | #DIV/0! | #DIV/0! | #DIV/0! | #DIV/0! | #DIV/0! | #DIV/0! | #DIV/0! | #DIV/0! | #DIV/0! | #DIV/0! | #DIV/0! | #DIV/0! | #DIV/0! | #DIV/0! | #DIV/0! | #DIV/0! | #DIV/0! | #DIV/0! | #DIV/0! | #DIV/0! | #DIV/0! | #DIV/0! | #DIV/0! | #DIV/0! | #DIV/0! | #DIV/0! | #DIV/0! | #DIV/0! | #DIV/0! | #DIV/0! | #DIV/0! | #DIV/0! | #DIV/0! | #DIV/0! | #DIV/0! | #DIV/0! | #DIV/0! | #DIV/0! | #DIV/0! | #DIV/0! | #DIV/0! | #DIV/0! | #DIV/0! | #DIV/0! | #DIV/0! | #DIV/0! | #DIV/0! | #DIV/0! | #DIV/0! | #DIV/0! | #DIV/0! | #DIV/0! | #DIV/0! | #DIV/0! | #DIV/0! | #DIV/0! | #DIV/0! | #DIV/0! | #DIV/0! | #DIV/0! | #DIV/0! | #DIV/0! | #DIV/0! | #DIV/0! | #DIV/0! | #DIV/0! | #DIV/0! | #DIV/0! | #DIV/0! | #DIV/0! | #DIV/0! | #DIV/0! | #DIV/0! | #DIV/0! | #DIV/0! | #DIV/0! | #DIV/0! | #DIV/0! | #DIV/0! | #DIV/0! | #DIV/0! | #DIV/0! | #DIV/0! | #DIV/0! | #DIV/0! | #DIV/0! | #DIV/0! | #DIV/0! | #DIV/0! | #DIV/0! | #DIV/0!
| median |  | #VALUE! | #VALUE! | #VALUE! | #VALUE! | #VALUE! | #VALUE! | #VALUE! | #VALUE! | #VALUE! | #VALUE! | #VALUE! | #VALUE! | #VALUE! | #VALUE! | #VALUE! | #VALUE! | #VALUE! | #VALUE! | #VALUE! | #VALUE! | #VALUE! | #VALUE! | #VALUE! | #VALUE! | #VALUE! | #VALUE! | #VALUE! | #VALUE! | #VALUE! | #VALUE! | #VALUE! | #VALUE! | #VALUE! | #VALUE! | #VALUE! | #VALUE! | #VALUE! | #VALUE! | #VALUE! | #VALUE! | #VALUE! | #VALUE! | #VALUE! | #VALUE! | #VALUE! | #VALUE! | #VALUE! | #VALUE! | #VALUE! | #VALUE! | #VALUE! | #VALUE! | #VALUE! | #VALUE! | #VALUE! | #VALUE! | #VALUE! | #VALUE! | #VALUE! | #VALUE! | #VALUE! | #VALUE! | #VALUE! | #VALUE! | #VALUE! | #VALUE! | #VALUE! | #VALUE! | #VALUE! | #VALUE! | #VALUE! | #VALUE! | #VALUE! | #VALUE! | #VALUE! | #VALUE! | #VALUE! | #VALUE! | #VALUE! | #VALUE! | #VALUE! | #VALUE! | #VALUE! | #VALUE! | #VALUE! | #VALUE! | #VALUE! | #VALUE! | #VALUE! | #VALUE! | #VALUE! | #VALUE! | #VALUE! | #VALUE! | #VALUE! | #VALUE! | #VALUE! | #VALUE! | #VALUE! | #VALUE! | #VALUE! | #VALUE! | #VALUE! | #VALUE! | #VALUE! | #VALUE! | #VALUE! | #VALUE! | #VALUE! | #VALUE! | #VALUE!
| 10th |  | #VALUE! | #VALUE! | #VALUE! | #VALUE! | #VALUE! | #VALUE! | #VALUE! | #VALUE! | #VALUE! | #VALUE! | #VALUE! | #VALUE! | #VALUE! | #VALUE! | #VALUE! | #VALUE! | #VALUE! | #VALUE! | #VALUE! | #VALUE! | #VALUE! | #VALUE! | #VALUE! | #VALUE! | #VALUE! | #VALUE! | #VALUE! | #VALUE! | #VALUE! | #VALUE! | #VALUE! | #VALUE! | #VALUE! | #VALUE! | #VALUE! | #VALUE! | #VALUE! | #VALUE! | #VALUE! | #VALUE! | #VALUE! | #VALUE! | #VALUE! | #VALUE! | #VALUE! | #VALUE! | #VALUE! | #VALUE! | #VALUE! | #VALUE! | #VALUE! | #VALUE! | #VALUE! | #VALUE! | #VALUE! | #VALUE! | #VALUE! | #VALUE! | #VALUE! | #VALUE! | #VALUE! | #VALUE! | #VALUE! | #VALUE! | #VALUE! | #VALUE! | #VALUE! | #VALUE! | #VALUE! | #VALUE! | #VALUE! | #VALUE! | #VALUE! | #VALUE! | #VALUE! | #VALUE! | #VALUE! | #VALUE! | #VALUE! | #VALUE! | #VALUE! | #VALUE! | #VALUE! | #VALUE! | #VALUE! | #VALUE! | #VALUE! | #VALUE! | #VALUE! | #VALUE! | #VALUE! | #VALUE! | #VALUE! | #VALUE! | #VALUE! | #VALUE! | #VALUE! | #VALUE! | #VALUE! | #VALUE! | #VALUE! | #VALUE! | #VALUE! | #VALUE! | #VALUE! | #VALUE! | #VALUE! | #VALUE! | #VALUE! | #VALUE! | #VALUE!
| 25th |  | #VALUE! | #VALUE! | #VALUE! | #VALUE! | #VALUE! | #VALUE! | #VALUE! | #VALUE! | #VALUE! | #VALUE! | #VALUE! | #VALUE! | #VALUE! | #VALUE! | #VALUE! | #VALUE! | #VALUE! | #VALUE! | #VALUE! | #VALUE! | #VALUE! | #VALUE! | #VALUE! | #VALUE! | #VALUE! | #VALUE! | #VALUE! | #VALUE! | #VALUE! | #VALUE! | #VALUE! | #VALUE! | #VALUE! | #VALUE! | #VALUE! | #VALUE! | #VALUE! | #VALUE! | #VALUE! | #VALUE! | #VALUE! | #VALUE! | #VALUE! | #VALUE! | #VALUE! | #VALUE! | #VALUE! | #VALUE! | #VALUE! | #VALUE! | #VALUE! | #VALUE! | #VALUE! | #VALUE! | #VALUE! | #VALUE! | #VALUE! | #VALUE! | #VALUE! | #VALUE! | #VALUE! | #VALUE! | #VALUE! | #VALUE! | #VALUE! | #VALUE! | #VALUE! | #VALUE! | #VALUE! | #VALUE! | #VALUE! | #VALUE! | #VALUE! | #VALUE! | #VALUE! | #VALUE! | #VALUE! | #VALUE! | #VALUE! | #VALUE! | #VALUE! | #VALUE! | #VALUE! | #VALUE! | #VALUE! | #VALUE! | #VALUE! | #VALUE! | #VALUE! | #VALUE! | #VALUE! | #VALUE! | #VALUE! | #VALUE! | #VALUE! | #VALUE! | #VALUE! | #VALUE! | #VALUE! | #VALUE! | #VALUE! | #VALUE! | #VALUE! | #VALUE! | #VALUE! | #VALUE! | #VALUE! | #VALUE! | #VALUE! | #VALUE! | #VALUE!
| 75th |  | #VALUE! | #VALUE! | #VALUE! | #VALUE! | #VALUE! | #VALUE! | #VALUE! | #VALUE! | #VALUE! | #VALUE! | #VALUE! | #VALUE! | #VALUE! | #VALUE! | #VALUE! | #VALUE! | #VALUE! | #VALUE! | #VALUE! | #VALUE! | #VALUE! | #VALUE! | #VALUE! | #VALUE! | #VALUE! | #VALUE! | #VALUE! | #VALUE! | #VALUE! | #VALUE! | #VALUE! | #VALUE! | #VALUE! | #VALUE! | #VALUE! | #VALUE! | #VALUE! | #VALUE! | #VALUE! | #VALUE! | #VALUE! | #VALUE! | #VALUE! | #VALUE! | #VALUE! | #VALUE! | #VALUE! | #VALUE! | #VALUE! | #VALUE! | #VALUE! | #VALUE! | #VALUE! | #VALUE! | #VALUE! | #VALUE! | #VALUE! | #VALUE! | #VALUE! | #VALUE! | #VALUE! | #VALUE! | #VALUE! | #VALUE! | #VALUE! | #VALUE! | #VALUE! | #VALUE! | #VALUE! | #VALUE! | #VALUE! | #VALUE! | #VALUE! | #VALUE! | #VALUE! | #VALUE! | #VALUE! | #VALUE! | #VALUE! | #VALUE! | #VALUE! | #VALUE! | #VALUE! | #VALUE! | #VALUE! | #VALUE! | #VALUE! | #VALUE! | #VALUE! | #VALUE! | #VALUE! | #VALUE! | #VALUE! | #VALUE! | #VALUE! | #VALUE! | #VALUE! | #VALUE! | #VALUE! | #VALUE! | #VALUE! | #VALUE! | #VALUE! | #VALUE! | #VALUE! | #VALUE! | #VALUE! | #VALUE! | #VALUE! | #VALUE! | #VALUE!
| 90th |  | #VALUE! | #VALUE! | #VALUE! | #VALUE! | #VALUE! | #VALUE! | #VALUE! | #VALUE! | #VALUE! | #VALUE! | #VALUE! | #VALUE! | #VALUE! | #VALUE! | #VALUE! | #VALUE! | #VALUE! | #VALUE! | #VALUE! | #VALUE! | #VALUE! | #VALUE! | #VALUE! | #VALUE! | #VALUE! | #VALUE! | #VALUE! | #VALUE! | #VALUE! | #VALUE! | #VALUE! | #VALUE! | #VALUE! | #VALUE! | #VALUE! | #VALUE! | #VALUE! | #VALUE! | #VALUE! | #VALUE! | #VALUE! | #VALUE! | #VALUE! | #VALUE! | #VALUE! | #VALUE! | #VALUE! | #VALUE! | #VALUE! | #VALUE! | #VALUE! | #VALUE! | #VALUE! | #VALUE! | #VALUE! | #VALUE! | #VALUE! | #VALUE! | #VALUE! | #VALUE! | #VALUE! | #VALUE! | #VALUE! | #VALUE! | #VALUE! | #VALUE! | #VALUE! | #VALUE! | #VALUE! | #VALUE! | #VALUE! | #VALUE! | #VALUE! | #VALUE! | #VALUE! | #VALUE! | #VALUE! | #VALUE! | #VALUE! | #VALUE! | #VALUE! | #VALUE! | #VALUE! | #VALUE! | #VALUE! | #VALUE! | #VALUE! | #VALUE! | #VALUE! | #VALUE! | #VALUE! | #VALUE! | #VALUE! | #VALUE! | #VALUE! | #VALUE! | #VALUE! | #VALUE! | #VALUE! | #VALUE! | #VALUE! | #VALUE! | #VALUE! | #VALUE! | #VALUE! | #VALUE! | #VALUE! | #VALUE! | #VALUE! | #VALUE! | #VALUE!
| % occur. |  | #DIV/0! | #DIV/0! | #DIV/0! | #DIV/0! | #DIV/0! | #DIV/0! | #DIV/0! | #DIV/0! | #DIV/0! | #DIV/0! | #DIV/0! | #DIV/0! | #DIV/0! | #DIV/0! | #DIV/0! | #DIV/0! | #DIV/0! | #DIV/0! | #DIV/0! | #DIV/0! | #DIV/0! | #DIV/0! | #DIV/0! | #DIV/0! | #DIV/0! | #DIV/0! | #DIV/0! | #DIV/0! | #DIV/0! | #DIV/0! | #DIV/0! | #DIV/0! | #DIV/0! | #DIV/0! | #DIV/0! | #DIV/0! | #DIV/0! | #DIV/0! | #DIV/0! | #DIV/0! | #DIV/0! | #DIV/0! | #DIV/0! | #DIV/0! | #DIV/0! | #DIV/0! | #DIV/0! | #DIV/0! | #DIV/0! | #DIV/0! | #DIV/0! | #DIV/0! | #DIV/0! | #DIV/0! | #DIV/0! | #DIV/0! | #DIV/0! | #DIV/0! | #DIV/0! | #DIV/0! | #DIV/0! | #DIV/0! | #DIV/0! | #DIV/0! | #DIV/0! | #DIV/0! | #DIV/0! | #DIV/0! | #DIV/0! | #DIV/0! | #DIV/0! | #DIV/0! | #DIV/0! | #DIV/0! | #DIV/0! | #DIV/0! | #DIV/0! | #DIV/0! | #DIV/0! | #DIV/0! | #DIV/0! | #DIV/0! | #DIV/0! | #DIV/0! | #DIV/0! | #DIV/0! | #DIV/0! | #DIV/0! | #DIV/0! | #DIV/0! | #DIV/0! | #DIV/0! | #DIV/0! | #DIV/0! | #DIV/0! | #DIV/0! | #DIV/0! | #DIV/0! | #DIV/0! | #DIV/0! | #DIV/0! | #DIV/0! | #DIV/0! | #DIV/0! | #DIV/0! | #DIV/0! | #DIV/0! | #DIV/0! | #DIV/0! | #DIV/0! | #DIV/0!
| avg/srpls |  | #DIV/0! | #DIV/0! | #DIV/0! | #DIV/0! | #DIV/0! | #DIV/0! | #DIV/0! | #DIV/0! | #DIV/0! | #DIV/0! | #DIV/0! | #DIV/0! | #DIV/0! | #DIV/0! | #DIV/0! | #DIV/0! | #DIV/0! | #DIV/0! | #DIV/0! | #DIV/0! | #DIV/0! | #DIV/0! | #DIV/0! | #DIV/0! | #DIV/0! | #DIV/0! | #DIV/0! | #DIV/0! | #DIV/0! | #DIV/0! | #DIV/0! | #DIV/0! | #DIV/0! | #DIV/0! | #DIV/0! | #DIV/0! | #DIV/0! | #DIV/0! | #DIV/0! | #DIV/0! | #DIV/0! | #DIV/0! | #DIV/0! | #DIV/0! | #DIV/0! | #DIV/0! | #DIV/0! | #DIV/0! | #DIV/0! | #DIV/0! | #DIV/0! | #DIV/0! | #DIV/0! | #DIV/0! | #DIV/0! | #DIV/0! | #DIV/0! | #DIV/0! | #DIV/0! | #DIV/0! | #DIV/0! | #DIV/0! | #DIV/0! | #DIV/0! | #DIV/0! | #DIV/0! | #DIV/0! | #DIV/0! | #DIV/0! | #DIV/0! | #DIV/0! | #DIV/0! | #DIV/0! | #DIV/0! | #DIV/0! | #DIV/0! | #DIV/0! | #DIV/0! | #DIV/0! | #DIV/0! | #DIV/0! | #DIV/0! | #DIV/0! | #DIV/0! | #DIV/0! | #DIV/0! | #DIV/0! | #DIV/0! | #DIV/0! | #DIV/0! | #DIV/0! | #DIV/0! | #DIV/0! | #DIV/0! | #DIV/0! | #DIV/0! | #DIV/0! | #DIV/0! | #DIV/0! | #DIV/0! | #DIV/0! | #DIV/0! | #DIV/0! | #DIV/0! | #DIV/0! | #DIV/0! | #DIV/0! | #DIV/0! | #DIV/0! | #DIV/0! | #DIV/0!
MEAD LVL 2 SHT | avg |  | #DIV/0! | #DIV/0! | #DIV/0! | #DIV/0! | #DIV/0! | #DIV/0! | #DIV/0! | #DIV/0! | #DIV/0! | #DIV/0! | #DIV/0! | #DIV/0! | #DIV/0! | #DIV/0! | #DIV/0! | #DIV/0! | #DIV/0! | #DIV/0! | #DIV/0! | #DIV/0! | #DIV/0! | #DIV/0! | #DIV/0! | #DIV/0! | #DIV/0! | #DIV/0! | #DIV/0! | #DIV/0! | #DIV/0! | #DIV/0! | #DIV/0! | #DIV/0! | #DIV/0! | #DIV/0! | #DIV/0! | #DIV/0! | #DIV/0! | #DIV/0! | #DIV/0! | #DIV/0! | #DIV/0! | #DIV/0! | #DIV/0! | #DIV/0! | #DIV/0! | #DIV/0! | #DIV/0! | #DIV/0! | #DIV/0! | #DIV/0! | #DIV/0! | #DIV/0! | #DIV/0! | #DIV/0! | #DIV/0! | #DIV/0! | #DIV/0! | #DIV/0! | #DIV/0! | #DIV/0! | #DIV/0! | #DIV/0! | #DIV/0! | #DIV/0! | #DIV/0! | #DIV/0! | #DIV/0! | #DIV/0! | #DIV/0! | #DIV/0! | #DIV/0! | #DIV/0! | #DIV/0! | #DIV/0! | #DIV/0! | #DIV/0! | #DIV/0! | #DIV/0! | #DIV/0! | #DIV/0! | #DIV/0! | #DIV/0! | #DIV/0! | #DIV/0! | #DIV/0! | #DIV/0! | #DIV/0! | #DIV/0! | #DIV/0! | #DIV/0! | #DIV/0! | #DIV/0! | #DIV/0! | #DIV/0! | #DIV/0! | #DIV/0! | #DIV/0! | #DIV/0! | #DIV/0! | #DIV/0! | #DIV/0! | #DIV/0! | #DIV/0! | #DIV/0! | #DIV/0! | #DIV/0! | #DIV/0! | #DIV/0! | #DIV/0! | #DIV/0! | #DIV/0!
| median |  | #VALUE! | #VALUE! | #VALUE! | #VALUE! | #VALUE! | #VALUE! | #VALUE! | #VALUE! | #VALUE! | #VALUE! | #VALUE! | #VALUE! | #VALUE! | #VALUE! | #VALUE! | #VALUE! | #VALUE! | #VALUE! | #VALUE! | #VALUE! | #VALUE! | #VALUE! | #VALUE! | #VALUE! | #VALUE! | #VALUE! | #VALUE! | #VALUE! | #VALUE! | #VALUE! | #VALUE! | #VALUE! | #VALUE! | #VALUE! | #VALUE! | #VALUE! | #VALUE! | #VALUE! | #VALUE! | #VALUE! | #VALUE! | #VALUE! | #VALUE! | #VALUE! | #VALUE! | #VALUE! | #VALUE! | #VALUE! | #VALUE! | #VALUE! | #VALUE! | #VALUE! | #VALUE! | #VALUE! | #VALUE! | #VALUE! | #VALUE! | #VALUE! | #VALUE! | #VALUE! | #VALUE! | #VALUE! | #VALUE! | #VALUE! | #VALUE! | #VALUE! | #VALUE! | #VALUE! | #VALUE! | #VALUE! | #VALUE! | #VALUE! | #VALUE! | #VALUE! | #VALUE! | #VALUE! | #VALUE! | #VALUE! | #VALUE! | #VALUE! | #VALUE! | #VALUE! | #VALUE! | #VALUE! | #VALUE! | #VALUE! | #VALUE! | #VALUE! | #VALUE! | #VALUE! | #VALUE! | #VALUE! | #VALUE! | #VALUE! | #VALUE! | #VALUE! | #VALUE! | #VALUE! | #VALUE! | #VALUE! | #VALUE! | #VALUE! | #VALUE! | #VALUE! | #VALUE! | #VALUE! | #VALUE! | #VALUE! | #VALUE! | #VALUE! | #VALUE!
| 10th |  | #VALUE! | #VALUE! | #VALUE! | #VALUE! | #VALUE! | #VALUE! | #VALUE! | #VALUE! | #VALUE! | #VALUE! | #VALUE! | #VALUE! | #VALUE! | #VALUE! | #VALUE! | #VALUE! | #VALUE! | #VALUE! | #VALUE! | #VALUE! | #VALUE! | #VALUE! | #VALUE! | #VALUE! | #VALUE! | #VALUE! | #VALUE! | #VALUE! | #VALUE! | #VALUE! | #VALUE! | #VALUE! | #VALUE! | #VALUE! | #VALUE! | #VALUE! | #VALUE! | #VALUE! | #VALUE! | #VALUE! | #VALUE! | #VALUE! | #VALUE! | #VALUE! | #VALUE! | #VALUE! | #VALUE! | #VALUE! | #VALUE! | #VALUE! | #VALUE! | #VALUE! | #VALUE! | #VALUE! | #VALUE! | #VALUE! | #VALUE! | #VALUE! | #VALUE! | #VALUE! | #VALUE! | #VALUE! | #VALUE! | #VALUE! | #VALUE! | #VALUE! | #VALUE! | #VALUE! | #VALUE! | #VALUE! | #VALUE! | #VALUE! | #VALUE! | #VALUE! | #VALUE! | #VALUE! | #VALUE! | #VALUE! | #VALUE! | #VALUE! | #VALUE! | #VALUE! | #VALUE! | #VALUE! | #VALUE! | #VALUE! | #VALUE! | #VALUE! | #VALUE! | #VALUE! | #VALUE! | #VALUE! | #VALUE! | #VALUE! | #VALUE! | #VALUE! | #VALUE! | #VALUE! | #VALUE! | #VALUE! | #VALUE! | #VALUE! | #VALUE! | #VALUE! | #VALUE! | #VALUE! | #VALUE! | #VALUE! | #VALUE! | #VALUE! | #VALUE!
| 25th |  | #VALUE! | #VALUE! | #VALUE! | #VALUE! | #VALUE! | #VALUE! | #VALUE! | #VALUE! | #VALUE! | #VALUE! | #VALUE! | #VALUE! | #VALUE! | #VALUE! | #VALUE! | #VALUE! | #VALUE! | #VALUE! | #VALUE! | #VALUE! | #VALUE! | #VALUE! | #VALUE! | #VALUE! | #VALUE! | #VALUE! | #VALUE! | #VALUE! | #VALUE! | #VALUE! | #VALUE! | #VALUE! | #VALUE! | #VALUE! | #VALUE! | #VALUE! | #VALUE! | #VALUE! | #VALUE! | #VALUE! | #VALUE! | #VALUE! | #VALUE! | #VALUE! | #VALUE! | #VALUE! | #VALUE! | #VALUE! | #VALUE! | #VALUE! | #VALUE! | #VALUE! | #VALUE! | #VALUE! | #VALUE! | #VALUE! | #VALUE! | #VALUE! | #VALUE! | #VALUE! | #VALUE! | #VALUE! | #VALUE! | #VALUE! | #VALUE! | #VALUE! | #VALUE! | #VALUE! | #VALUE! | #VALUE! | #VALUE! | #VALUE! | #VALUE! | #VALUE! | #VALUE! | #VALUE! | #VALUE! | #VALUE! | #VALUE! | #VALUE! | #VALUE! | #VALUE! | #VALUE! | #VALUE! | #VALUE! | #VALUE! | #VALUE! | #VALUE! | #VALUE! | #VALUE! | #VALUE! | #VALUE! | #VALUE! | #VALUE! | #VALUE! | #VALUE! | #VALUE! | #VALUE! | #VALUE! | #VALUE! | #VALUE! | #VALUE! | #VALUE! | #VALUE! | #VALUE! | #VALUE! | #VALUE! | #VALUE! | #VALUE! | #VALUE! | #VALUE!
| 75th |  | #VALUE! | #VALUE! | #VALUE! | #VALUE! | #VALUE! | #VALUE! | #VALUE! | #VALUE! | #VALUE! | #VALUE! | #VALUE! | #VALUE! | #VALUE! | #VALUE! | #VALUE! | #VALUE! | #VALUE! | #VALUE! | #VALUE! | #VALUE! | #VALUE! | #VALUE! | #VALUE! | #VALUE! | #VALUE! | #VALUE! | #VALUE! | #VALUE! | #VALUE! | #VALUE! | #VALUE! | #VALUE! | #VALUE! | #VALUE! | #VALUE! | #VALUE! | #VALUE! | #VALUE! | #VALUE! | #VALUE! | #VALUE! | #VALUE! | #VALUE! | #VALUE! | #VALUE! | #VALUE! | #VALUE! | #VALUE! | #VALUE! | #VALUE! | #VALUE! | #VALUE! | #VALUE! | #VALUE! | #VALUE! | #VALUE! | #VALUE! | #VALUE! | #VALUE! | #VALUE! | #VALUE! | #VALUE! | #VALUE! | #VALUE! | #VALUE! | #VALUE! | #VALUE! | #VALUE! | #VALUE! | #VALUE! | #VALUE! | #VALUE! | #VALUE! | #VALUE! | #VALUE! | #VALUE! | #VALUE! | #VALUE! | #VALUE! | #VALUE! | #VALUE! | #VALUE! | #VALUE! | #VALUE! | #VALUE! | #VALUE! | #VALUE! | #VALUE! | #VALUE! | #VALUE! | #VALUE! | #VALUE! | #VALUE! | #VALUE! | #VALUE! | #VALUE! | #VALUE! | #VALUE! | #VALUE! | #VALUE! | #VALUE! | #VALUE! | #VALUE! | #VALUE! | #VALUE! | #VALUE! | #VALUE! | #VALUE! | #VALUE! | #VALUE! | #VALUE!
| 90th |  | #VALUE! | #VALUE! | #VALUE! | #VALUE! | #VALUE! | #VALUE! | #VALUE! | #VALUE! | #VALUE! | #VALUE! | #VALUE! | #VALUE! | #VALUE! | #VALUE! | #VALUE! | #VALUE! | #VALUE! | #VALUE! | #VALUE! | #VALUE! | #VALUE! | #VALUE! | #VALUE! | #VALUE! | #VALUE! | #VALUE! | #VALUE! | #VALUE! | #VALUE! | #VALUE! | #VALUE! | #VALUE! | #VALUE! | #VALUE! | #VALUE! | #VALUE! | #VALUE! | #VALUE! | #VALUE! | #VALUE! | #VALUE! | #VALUE! | #VALUE! | #VALUE! | #VALUE! | #VALUE! | #VALUE! | #VALUE! | #VALUE! | #VALUE! | #VALUE! | #VALUE! | #VALUE! | #VALUE! | #VALUE! | #VALUE! | #VALUE! | #VALUE! | #VALUE! | #VALUE! | #VALUE! | #VALUE! | #VALUE! | #VALUE! | #VALUE! | #VALUE! | #VALUE! | #VALUE! | #VALUE! | #VALUE! | #VALUE! | #VALUE! | #VALUE! | #VALUE! | #VALUE! | #VALUE! | #VALUE! | #VALUE! | #VALUE! | #VALUE! | #VALUE! | #VALUE! | #VALUE! | #VALUE! | #VALUE! | #VALUE! | #VALUE! | #VALUE! | #VALUE! | #VALUE! | #VALUE! | #VALUE! | #VALUE! | #VALUE! | #VALUE! | #VALUE! | #VALUE! | #VALUE! | #VALUE! | #VALUE! | #VALUE! | #VALUE! | #VALUE! | #VALUE! | #VALUE! | #VALUE! | #VALUE! | #VALUE! | #VALUE! | #VALUE! | #VALUE!
| % occur. |  | #DIV/0! | #DIV/0! | #DIV/0! | #DIV/0! | #DIV/0! | #DIV/0! | #DIV/0! | #DIV/0! | #DIV/0! | #DIV/0! | #DIV/0! | #DIV/0! | #DIV/0! | #DIV/0! | #DIV/0! | #DIV/0! | #DIV/0! | #DIV/0! | #DIV/0! | #DIV/0! | #DIV/0! | #DIV/0! | #DIV/0! | #DIV/0! | #DIV/0! | #DIV/0! | #DIV/0! | #DIV/0! | #DIV/0! | #DIV/0! | #DIV/0! | #DIV/0! | #DIV/0! | #DIV/0! | #DIV/0! | #DIV/0! | #DIV/0! | #DIV/0! | #DIV/0! | #DIV/0! | #DIV/0! | #DIV/0! | #DIV/0! | #DIV/0! | #DIV/0! | #DIV/0! | #DIV/0! | #DIV/0! | #DIV/0! | #DIV/0! | #DIV/0! | #DIV/0! | #DIV/0! | #DIV/0! | #DIV/0! | #DIV/0! | #DIV/0! | #DIV/0! | #DIV/0! | #DIV/0! | #DIV/0! | #DIV/0! | #DIV/0! | #DIV/0! | #DIV/0! | #DIV/0! | #DIV/0! | #DIV/0! | #DIV/0! | #DIV/0! | #DIV/0! | #DIV/0! | #DIV/0! | #DIV/0! | #DIV/0! | #DIV/0! | #DIV/0! | #DIV/0! | #DIV/0! | #DIV/0! | #DIV/0! | #DIV/0! | #DIV/0! | #DIV/0! | #DIV/0! | #DIV/0! | #DIV/0! | #DIV/0! | #DIV/0! | #DIV/0! | #DIV/0! | #DIV/0! | #DIV/0! | #DIV/0! | #DIV/0! | #DIV/0! | #DIV/0! | #DIV/0! | #DIV/0! | #DIV/0! | #DIV/0! | #DIV/0! | #DIV/0! | #DIV/0! | #DIV/0! | #DIV/0! | #DIV/0! | #DIV/0! | #DIV/0! | #DIV/0! | #DIV/0!
| avg/srpls |  | #DIV/0! | #DIV/0! | #DIV/0! | #DIV/0! | #DIV/0! | #DIV/0! | #DIV/0! | #DIV/0! | #DIV/0! | #DIV/0! | #DIV/0! | #DIV/0! | #DIV/0! | #DIV/0! | #DIV/0! | #DIV/0! | #DIV/0! | #DIV/0! | #DIV/0! | #DIV/0! | #DIV/0! | #DIV/0! | #DIV/0! | #DIV/0! | #DIV/0! | #DIV/0! | #DIV/0! | #DIV/0! | #DIV/0! | #DIV/0! | #DIV/0! | #DIV/0! | #DIV/0! | #DIV/0! | #DIV/0! | #DIV/0! | #DIV/0! | #DIV/0! | #DIV/0! | #DIV/0! | #DIV/0! | #DIV/0! | #DIV/0! | #DIV/0! | #DIV/0! | #DIV/0! | #DIV/0! | #DIV/0! | #DIV/0! | #DIV/0! | #DIV/0! | #DIV/0! | #DIV/0! | #DIV/0! | #DIV/0! | #DIV/0! | #DIV/0! | #DIV/0! | #DIV/0! | #DIV/0! | #DIV/0! | #DIV/0! | #DIV/0! | #DIV/0! | #DIV/0! | #DIV/0! | #DIV/0! | #DIV/0! | #DIV/0! | #DIV/0! | #DIV/0! | #DIV/0! | #DIV/0! | #DIV/0! | #DIV/0! | #DIV/0! | #DIV/0! | #DIV/0! | #DIV/0! | #DIV/0! | #DIV/0! | #DIV/0! | #DIV/0! | #DIV/0! | #DIV/0! | #DIV/0! | #DIV/0! | #DIV/0! | #DIV/0! | #DIV/0! | #DIV/0! | #DIV/0! | #DIV/0! | #DIV/0! | #DIV/0! | #DIV/0! | #DIV/0! | #DIV/0! | #DIV/0! | #DIV/0! | #DIV/0! | #DIV/0! | #DIV/0! | #DIV/0! | #DIV/0! | #DIV/0! | #DIV/0! | #DIV/0! | #DIV/0! | #DIV/0! | #DIV/0!
UB SHORTAGE | avg |  | #DIV/0! | #DIV/0! | #DIV/0! | #DIV/0! | #DIV/0! | #DIV/0! | #DIV/0! | #DIV/0! | #DIV/0! | #DIV/0! | #DIV/0! | #DIV/0! | #DIV/0! | #DIV/0! | #DIV/0! | #DIV/0! | #DIV/0! | #DIV/0! | #DIV/0! | #DIV/0! | #DIV/0! | #DIV/0! | #DIV/0! | #DIV/0! | #DIV/0! | #DIV/0! | #DIV/0! | #DIV/0! | #DIV/0! | #DIV/0! | #DIV/0! | #DIV/0! | #DIV/0! | #DIV/0! | #DIV/0! | #DIV/0! | #DIV/0! | #DIV/0! | #DIV/0! | #DIV/0! | #DIV/0! | #DIV/0! | #DIV/0! | #DIV/0! | #DIV/0! | #DIV/0! | #DIV/0! | #DIV/0! | #DIV/0! | #DIV/0! | #DIV/0! | #DIV/0! | #DIV/0! | #DIV/0! | #DIV/0! | #DIV/0! | #DIV/0! | #DIV/0! | #DIV/0! | #DIV/0! | #DIV/0! | #DIV/0! | #DIV/0! | #DIV/0! | #DIV/0! | #DIV/0! | #DIV/0! | #DIV/0! | #DIV/0! | #DIV/0! | #DIV/0! | #DIV/0! | #DIV/0! | #DIV/0! | #DIV/0! | #DIV/0! | #DIV/0! | #DIV/0! | #DIV/0! | #DIV/0! | #DIV/0! | #DIV/0! | #DIV/0! | #DIV/0! | #DIV/0! | #DIV/0! | #DIV/0! | #DIV/0! | #DIV/0! | #DIV/0! | #DIV/0! | #DIV/0! | #DIV/0! | #DIV/0! | #DIV/0! | #DIV/0! | #DIV/0! | #DIV/0! | #DIV/0! | #DIV/0! | #DIV/0! | #DIV/0! | #DIV/0! | #DIV/0! | #DIV/0! | #DIV/0! | #DIV/0! | #DIV/0! | #DIV/0! | #DIV/0! | #DIV/0!
| median |  | #VALUE! | #VALUE! | #VALUE! | #VALUE! | #VALUE! | #VALUE! | #VALUE! | #VALUE! | #VALUE! | #VALUE! | #VALUE! | #VALUE! | #VALUE! | #VALUE! | #VALUE! | #VALUE! | #VALUE! | #VALUE! | #VALUE! | #VALUE! | #VALUE! | #VALUE! | #VALUE! | #VALUE! | #VALUE! | #VALUE! | #VALUE! | #VALUE! | #VALUE! | #VALUE! | #VALUE! | #VALUE! | #VALUE! | #VALUE! | #VALUE! | #VALUE! | #VALUE! | #VALUE! | #VALUE! | #VALUE! | #VALUE! | #VALUE! | #VALUE! | #VALUE! | #VALUE! | #VALUE! | #VALUE! | #VALUE! | #VALUE! | #VALUE! | #VALUE! | #VALUE! | #VALUE! | #VALUE! | #VALUE! | #VALUE! | #VALUE! | #VALUE! | #VALUE! | #VALUE! | #VALUE! | #VALUE! | #VALUE! | #VALUE! | #VALUE! | #VALUE! | #VALUE! | #VALUE! | #VALUE! | #VALUE! | #VALUE! | #VALUE! | #VALUE! | #VALUE! | #VALUE! | #VALUE! | #VALUE! | #VALUE! | #VALUE! | #VALUE! | #VALUE! | #VALUE! | #VALUE! | #VALUE! | #VALUE! | #VALUE! | #VALUE! | #VALUE! | #VALUE! | #VALUE! | #VALUE! | #VALUE! | #VALUE! | #VALUE! | #VALUE! | #VALUE! | #VALUE! | #VALUE! | #VALUE! | #VALUE! | #VALUE! | #VALUE! | #VALUE! | #VALUE! | #VALUE! | #VALUE! | #VALUE! | #VALUE! | #VALUE! | #VALUE! | #VALUE!
| 10th |  | #VALUE! | #VALUE! | #VALUE! | #VALUE! | #VALUE! | #VALUE! | #VALUE! | #VALUE! | #VALUE! | #VALUE! | #VALUE! | #VALUE! | #VALUE! | #VALUE! | #VALUE! | #VALUE! | #VALUE! | #VALUE! | #VALUE! | #VALUE! | #VALUE! | #VALUE! | #VALUE! | #VALUE! | #VALUE! | #VALUE! | #VALUE! | #VALUE! | #VALUE! | #VALUE! | #VALUE! | #VALUE! | #VALUE! | #VALUE! | #VALUE! | #VALUE! | #VALUE! | #VALUE! | #VALUE! | #VALUE! | #VALUE! | #VALUE! | #VALUE! | #VALUE! | #VALUE! | #VALUE! | #VALUE! | #VALUE! | #VALUE! | #VALUE! | #VALUE! | #VALUE! | #VALUE! | #VALUE! | #VALUE! | #VALUE! | #VALUE! | #VALUE! | #VALUE! | #VALUE! | #VALUE! | #VALUE! | #VALUE! | #VALUE! | #VALUE! | #VALUE! | #VALUE! | #VALUE! | #VALUE! | #VALUE! | #VALUE! | #VALUE! | #VALUE! | #VALUE! | #VALUE! | #VALUE! | #VALUE! | #VALUE! | #VALUE! | #VALUE! | #VALUE! | #VALUE! | #VALUE! | #VALUE! | #VALUE! | #VALUE! | #VALUE! | #VALUE! | #VALUE! | #VALUE! | #VALUE! | #VALUE! | #VALUE! | #VALUE! | #VALUE! | #VALUE! | #VALUE! | #VALUE! | #VALUE! | #VALUE! | #VALUE! | #VALUE! | #VALUE! | #VALUE! | #VALUE! | #VALUE! | #VALUE! | #VALUE! | #VALUE! | #VALUE! | #VALUE!
| 25th |  | #VALUE! | #VALUE! | #VALUE! | #VALUE! | #VALUE! | #VALUE! | #VALUE! | #VALUE! | #VALUE! | #VALUE! | #VALUE! | #VALUE! | #VALUE! | #VALUE! | #VALUE! | #VALUE! | #VALUE! | #VALUE! | #VALUE! | #VALUE! | #VALUE! | #VALUE! | #VALUE! | #VALUE! | #VALUE! | #VALUE! | #VALUE! | #VALUE! | #VALUE! | #VALUE! | #VALUE! | #VALUE! | #VALUE! | #VALUE! | #VALUE! | #VALUE! | #VALUE! | #VALUE! | #VALUE! | #VALUE! | #VALUE! | #VALUE! | #VALUE! | #VALUE! | #VALUE! | #VALUE! | #VALUE! | #VALUE! | #VALUE! | #VALUE! | #VALUE! | #VALUE! | #VALUE! | #VALUE! | #VALUE! | #VALUE! | #VALUE! | #VALUE! | #VALUE! | #VALUE! | #VALUE! | #VALUE! | #VALUE! | #VALUE! | #VALUE! | #VALUE! | #VALUE! | #VALUE! | #VALUE! | #VALUE! | #VALUE! | #VALUE! | #VALUE! | #VALUE! | #VALUE! | #VALUE! | #VALUE! | #VALUE! | #VALUE! | #VALUE! | #VALUE! | #VALUE! | #VALUE! | #VALUE! | #VALUE! | #VALUE! | #VALUE! | #VALUE! | #VALUE! | #VALUE! | #VALUE! | #VALUE! | #VALUE! | #VALUE! | #VALUE! | #VALUE! | #VALUE! | #VALUE! | #VALUE! | #VALUE! | #VALUE! | #VALUE! | #VALUE! | #VALUE! | #VALUE! | #VALUE! | #VALUE! | #VALUE! | #VALUE! | #VALUE! | #VALUE!
| 75th |  | #VALUE! | #VALUE! | #VALUE! | #VALUE! | #VALUE! | #VALUE! | #VALUE! | #VALUE! | #VALUE! | #VALUE! | #VALUE! | #VALUE! | #VALUE! | #VALUE! | #VALUE! | #VALUE! | #VALUE! | #VALUE! | #VALUE! | #VALUE! | #VALUE! | #VALUE! | #VALUE! | #VALUE! | #VALUE! | #VALUE! | #VALUE! | #VALUE! | #VALUE! | #VALUE! | #VALUE! | #VALUE! | #VALUE! | #VALUE! | #VALUE! | #VALUE! | #VALUE! | #VALUE! | #VALUE! | #VALUE! | #VALUE! | #VALUE! | #VALUE! | #VALUE! | #VALUE! | #VALUE! | #VALUE! | #VALUE! | #VALUE! | #VALUE! | #VALUE! | #VALUE! | #VALUE! | #VALUE! | #VALUE! | #VALUE! | #VALUE! | #VALUE! | #VALUE! | #VALUE! | #VALUE! | #VALUE! | #VALUE! | #VALUE! | #VALUE! | #VALUE! | #VALUE! | #VALUE! | #VALUE! | #VALUE! | #VALUE! | #VALUE! | #VALUE! | #VALUE! | #VALUE! | #VALUE! | #VALUE! | #VALUE! | #VALUE! | #VALUE! | #VALUE! | #VALUE! | #VALUE! | #VALUE! | #VALUE! | #VALUE! | #VALUE! | #VALUE! | #VALUE! | #VALUE! | #VALUE! | #VALUE! | #VALUE! | #VALUE! | #VALUE! | #VALUE! | #VALUE! | #VALUE! | #VALUE! | #VALUE! | #VALUE! | #VALUE! | #VALUE! | #VALUE! | #VALUE! | #VALUE! | #VALUE! | #VALUE! | #VALUE! | #VALUE! | #VALUE!
| 90th |  | #VALUE! | #VALUE! | #VALUE! | #VALUE! | #VALUE! | #VALUE! | #VALUE! | #VALUE! | #VALUE! | #VALUE! | #VALUE! | #VALUE! | #VALUE! | #VALUE! | #VALUE! | #VALUE! | #VALUE! | #VALUE! | #VALUE! | #VALUE! | #VALUE! | #VALUE! | #VALUE! | #VALUE! | #VALUE! | #VALUE! | #VALUE! | #VALUE! | #VALUE! | #VALUE! | #VALUE! | #VALUE! | #VALUE! | #VALUE! | #VALUE! | #VALUE! | #VALUE! | #VALUE! | #VALUE! | #VALUE! | #VALUE! | #VALUE! | #VALUE! | #VALUE! | #VALUE! | #VALUE! | #VALUE! | #VALUE! | #VALUE! | #VALUE! | #VALUE! | #VALUE! | #VALUE! | #VALUE! | #VALUE! | #VALUE! | #VALUE! | #VALUE! | #VALUE! | #VALUE! | #VALUE! | #VALUE! | #VALUE! | #VALUE! | #VALUE! | #VALUE! | #VALUE! | #VALUE! | #VALUE! | #VALUE! | #VALUE! | #VALUE! | #VALUE! | #VALUE! | #VALUE! | #VALUE! | #VALUE! | #VALUE! | #VALUE! | #VALUE! | #VALUE! | #VALUE! | #VALUE! | #VALUE! | #VALUE! | #VALUE! | #VALUE! | #VALUE! | #VALUE! | #VALUE! | #VALUE! | #VALUE! | #VALUE! | #VALUE! | #VALUE! | #VALUE! | #VALUE! | #VALUE! | #VALUE! | #VALUE! | #VALUE! | #VALUE! | #VALUE! | #VALUE! | #VALUE! | #VALUE! | #VALUE! | #VALUE! | #VALUE! | #VALUE! | #VALUE!
| max |  | 0 | 0 | 0 | 0 | 0 | 0 | 0 | 0 | 0 | 0 | 0 | 0 | 0 | 0 | 0 | 0 | 0 | 0 | 0 | 0 | 0 | 0 | 0 | 0 | 0 | 0 | 0 | 0 | 0 | 0 | 0 | 0 | 0 | 0 | 0 | 0 | 0 | 0 | 0 | 0 | 0 | 0 | 0 | 0 | 0 | 0 | 0 | 0 | 0 | 0 | 0 | 0 | 0 | 0 | 0 | 0 | 0 | 0 | 0 | 0 | 0 | 0 | 0 | 0 | 0 | 0 | 0 | 0 | 0 | 0 | 0 | 0 | 0 | 0 | 0 | 0 | 0 | 0 | 0 | 0 | 0 | 0 | 0 | 0 | 0 | 0 | 0 | 0 | 0 | 0 | 0 | 0 | 0 | 0 | 0 | 0 | 0 | 0 | 0 | 0 | 0 | 0 | 0 | 0 | 0 | 0 | 0 | 0 | 0 | 0 | 0
| % occur. |  | #DIV/0! | #DIV/0! | #DIV/0! | #DIV/0! | #DIV/0! | #DIV/0! | #DIV/0! | #DIV/0! | #DIV/0! | #DIV/0! | #DIV/0! | #DIV/0! | #DIV/0! | #DIV/0! | #DIV/0! | #DIV/0! | #DIV/0! | #DIV/0! | #DIV/0! | #DIV/0! | #DIV/0! | #DIV/0! | #DIV/0! | #DIV/0! | #DIV/0! | #DIV/0! | #DIV/0! | #DIV/0! | #DIV/0! | #DIV/0! | #DIV/0! | #DIV/0! | #DIV/0! | #DIV/0! | #DIV/0! | #DIV/0! | #DIV/0! | #DIV/0! | #DIV/0! | #DIV/0! | #DIV/0! | #DIV/0! | #DIV/0! | #DIV/0! | #DIV/0! | #DIV/0! | #DIV/0! | #DIV/0! | #DIV/0! | #DIV/0! | #DIV/0! | #DIV/0! | #DIV/0! | #DIV/0! | #DIV/0! | #DIV/0! | #DIV/0! | #DIV/0! | #DIV/0! | #DIV/0! | #DIV/0! | #DIV/0! | #DIV/0! | #DIV/0! | #DIV/0! | #DIV/0! | #DIV/0! | #DIV/0! | #DIV/0! | #DIV/0! | #DIV/0! | #DIV/0! | #DIV/0! | #DIV/0! | #DIV/0! | #DIV/0! | #DIV/0! | #DIV/0! | #DIV/0! | #DIV/0! | #DIV/0! | #DIV/0! | #DIV/0! | #DIV/0! | #DIV/0! | #DIV/0! | #DIV/0! | #DIV/0! | #DIV/0! | #DIV/0! | #DIV/0! | #DIV/0! | #DIV/0! | #DIV/0! | #DIV/0! | #DIV/0! | #DIV/0! | #DIV/0! | #DIV/0! | #DIV/0! | #DIV/0! | #DIV/0! | #DIV/0! | #DIV/0! | #DIV/0! | #DIV/0! | #DIV/0! | #DIV/0! | #DIV/0! | #DIV/0! | #DIV/0!
| avg/shtg |  | #DIV/0! | #DIV/0! | #DIV/0! | #DIV/0! | #DIV/0! | #DIV/0! | #DIV/0! | #DIV/0! | #DIV/0! | #DIV/0! | #DIV/0! | #DIV/0! | #DIV/0! | #DIV/0! | #DIV/0! | #DIV/0! | #DIV/0! | #DIV/0! | #DIV/0! | #DIV/0! | #DIV/0! | #DIV/0! | #DIV/0! | #DIV/0! | #DIV/0! | #DIV/0! | #DIV/0! | #DIV/0! | #DIV/0! | #DIV/0! | #DIV/0! | #DIV/0! | #DIV/0! | #DIV/0! | #DIV/0! | #DIV/0! | #DIV/0! | #DIV/0! | #DIV/0! | #DIV/0! | #DIV/0! | #DIV/0! | #DIV/0! | #DIV/0! | #DIV/0! | #DIV/0! | #DIV/0! | #DIV/0! | #DIV/0! | #DIV/0! | #DIV/0! | #DIV/0! | #DIV/0! | #DIV/0! | #DIV/0! | #DIV/0! | #DIV/0! | #DIV/0! | #DIV/0! | #DIV/0! | #DIV/0! | #DIV/0! | #DIV/0! | #DIV/0! | #DIV/0! | #DIV/0! | #DIV/0! | #DIV/0! | #DIV/0! | #DIV/0! | #DIV/0! | #DIV/0! | #DIV/0! | #DIV/0! | #DIV/0! | #DIV/0! | #DIV/0! | #DIV/0! | #DIV/0! | #DIV/0! | #DIV/0! | #DIV/0! | #DIV/0! | #DIV/0! | #DIV/0! | #DIV/0! | #DIV/0! | #DIV/0! | #DIV/0! | #DIV/0! | #DIV/0! | #DIV/0! | #DIV/0! | #DIV/0! | #DIV/0! | #DIV/0! | #DIV/0! | #DIV/0! | #DIV/0! | #DIV/0! | #DIV/0! | #DIV/0! | #DIV/0! | #DIV/0! | #DIV/0! | #DIV/0! | #DIV/0! | #DIV/0! | #DIV/0! | #DIV/0! | #DIV/0!
LB SHORTAGE | avg |  | #DIV/0! | #DIV/0! | #DIV/0! | #DIV/0! | #DIV/0! | #DIV/0! | #DIV/0! | #DIV/0! | #DIV/0! | #DIV/0! | #DIV/0! | #DIV/0! | #DIV/0! | #DIV/0! | #DIV/0! | #DIV/0! | #DIV/0! | #DIV/0! | #DIV/0! | #DIV/0! | #DIV/0! | #DIV/0! | #DIV/0! | #DIV/0! | #DIV/0! | #DIV/0! | #DIV/0! | #DIV/0! | #DIV/0! | #DIV/0! | #DIV/0! | #DIV/0! | #DIV/0! | #DIV/0! | #DIV/0! | #DIV/0! | #DIV/0! | #DIV/0! | #DIV/0! | #DIV/0! | #DIV/0! | #DIV/0! | #DIV/0! | #DIV/0! | #DIV/0! | #DIV/0! | #DIV/0! | #DIV/0! | #DIV/0! | #DIV/0! | #DIV/0! | #DIV/0! | #DIV/0! | #DIV/0! | #DIV/0! | #DIV/0! | #DIV/0! | #DIV/0! | #DIV/0! | #DIV/0! | #DIV/0! | #DIV/0! | #DIV/0! | #DIV/0! | #DIV/0! | #DIV/0! | #DIV/0! | #DIV/0! | #DIV/0! | #DIV/0! | #DIV/0! | #DIV/0! | #DIV/0! | #DIV/0! | #DIV/0! | #DIV/0! | #DIV/0! | #DIV/0! | #DIV/0! | #DIV/0! | #DIV/0! | #DIV/0! | #DIV/0! | #DIV/0! | #DIV/0! | #DIV/0! | #DIV/0! | #DIV/0! | #DIV/0! | #DIV/0! | #DIV/0! | #DIV/0! | #DIV/0! | #DIV/0! | #DIV/0! | #DIV/0! | #DIV/0! | #DIV/0! | #DIV/0! | #DIV/0! | #DIV/0! | #DIV/0! | #DIV/0! | #DIV/0! | #DIV/0! | #DIV/0! | #DIV/0! | #DIV/0! | #DIV/0! | #DIV/0! | #DIV/0!
| median |  | #VALUE! | #VALUE! | #VALUE! | #VALUE! | #VALUE! | #VALUE! | #VALUE! | #VALUE! | #VALUE! | #VALUE! | #VALUE! | #VALUE! | #VALUE! | #VALUE! | #VALUE! | #VALUE! | #VALUE! | #VALUE! | #VALUE! | #VALUE! | #VALUE! | #VALUE! | #VALUE! | #VALUE! | #VALUE! | #VALUE! | #VALUE! | #VALUE! | #VALUE! | #VALUE! | #VALUE! | #VALUE! | #VALUE! | #VALUE! | #VALUE! | #VALUE! | #VALUE! | #VALUE! | #VALUE! | #VALUE! | #VALUE! | #VALUE! | #VALUE! | #VALUE! | #VALUE! | #VALUE! | #VALUE! | #VALUE! | #VALUE! | #VALUE! | #VALUE! | #VALUE! | #VALUE! | #VALUE! | #VALUE! | #VALUE! | #VALUE! | #VALUE! | #VALUE! | #VALUE! | #VALUE! | #VALUE! | #VALUE! | #VALUE! | #VALUE! | #VALUE! | #VALUE! | #VALUE! | #VALUE! | #VALUE! | #VALUE! | #VALUE! | #VALUE! | #VALUE! | #VALUE! | #VALUE! | #VALUE! | #VALUE! | #VALUE! | #VALUE! | #VALUE! | #VALUE! | #VALUE! | #VALUE! | #VALUE! | #VALUE! | #VALUE! | #VALUE! | #VALUE! | #VALUE! | #VALUE! | #VALUE! | #VALUE! | #VALUE! | #VALUE! | #VALUE! | #VALUE! | #VALUE! | #VALUE! | #VALUE! | #VALUE! | #VALUE! | #VALUE! | #VALUE! | #VALUE! | #VALUE! | #VALUE! | #VALUE! | #VALUE! | #VALUE! | #VALUE!
| 10th |  | #VALUE! | #VALUE! | #VALUE! | #VALUE! | #VALUE! | #VALUE! | #VALUE! | #VALUE! | #VALUE! | #VALUE! | #VALUE! | #VALUE! | #VALUE! | #VALUE! | #VALUE! | #VALUE! | #VALUE! | #VALUE! | #VALUE! | #VALUE! | #VALUE! | #VALUE! | #VALUE! | #VALUE! | #VALUE! | #VALUE! | #VALUE! | #VALUE! | #VALUE! | #VALUE! | #VALUE! | #VALUE! | #VALUE! | #VALUE! | #VALUE! | #VALUE! | #VALUE! | #VALUE! | #VALUE! | #VALUE! | #VALUE! | #VALUE! | #VALUE! | #VALUE! | #VALUE! | #VALUE! | #VALUE! | #VALUE! | #VALUE! | #VALUE! | #VALUE! | #VALUE! | #VALUE! | #VALUE! | #VALUE! | #VALUE! | #VALUE! | #VALUE! | #VALUE! | #VALUE! | #VALUE! | #VALUE! | #VALUE! | #VALUE! | #VALUE! | #VALUE! | #VALUE! | #VALUE! | #VALUE! | #VALUE! | #VALUE! | #VALUE! | #VALUE! | #VALUE! | #VALUE! | #VALUE! | #VALUE! | #VALUE! | #VALUE! | #VALUE! | #VALUE! | #VALUE! | #VALUE! | #VALUE! | #VALUE! | #VALUE! | #VALUE! | #VALUE! | #VALUE! | #VALUE! | #VALUE! | #VALUE! | #VALUE! | #VALUE! | #VALUE! | #VALUE! | #VALUE! | #VALUE! | #VALUE! | #VALUE! | #VALUE! | #VALUE! | #VALUE! | #VALUE! | #VALUE! | #VALUE! | #VALUE! | #VALUE! | #VALUE! | #VALUE! | #VALUE!
| 25th |  | #VALUE! | #VALUE! | #VALUE! | #VALUE! | #VALUE! | #VALUE! | #VALUE! | #VALUE! | #VALUE! | #VALUE! | #VALUE! | #VALUE! | #VALUE! | #VALUE! | #VALUE! | #VALUE! | #VALUE! | #VALUE! | #VALUE! | #VALUE! | #VALUE! | #VALUE! | #VALUE! | #VALUE! | #VALUE! | #VALUE! | #VALUE! | #VALUE! | #VALUE! | #VALUE! | #VALUE! | #VALUE! | #VALUE! | #VALUE! | #VALUE! | #VALUE! | #VALUE! | #VALUE! | #VALUE! | #VALUE! | #VALUE! | #VALUE! | #VALUE! | #VALUE! | #VALUE! | #VALUE! | #VALUE! | #VALUE! | #VALUE! | #VALUE! | #VALUE! | #VALUE! | #VALUE! | #VALUE! | #VALUE! | #VALUE! | #VALUE! | #VALUE! | #VALUE! | #VALUE! | #VALUE! | #VALUE! | #VALUE! | #VALUE! | #VALUE! | #VALUE! | #VALUE! | #VALUE! | #VALUE! | #VALUE! | #VALUE! | #VALUE! | #VALUE! | #VALUE! | #VALUE! | #VALUE! | #VALUE! | #VALUE! | #VALUE! | #VALUE! | #VALUE! | #VALUE! | #VALUE! | #VALUE! | #VALUE! | #VALUE! | #VALUE! | #VALUE! | #VALUE! | #VALUE! | #VALUE! | #VALUE! | #VALUE! | #VALUE! | #VALUE! | #VALUE! | #VALUE! | #VALUE! | #VALUE! | #VALUE! | #VALUE! | #VALUE! | #VALUE! | #VALUE! | #VALUE! | #VALUE! | #VALUE! | #VALUE! | #VALUE! | #VALUE! | #VALUE!
| 75th |  | #VALUE! | #VALUE! | #VALUE! | #VALUE! | #VALUE! | #VALUE! | #VALUE! | #VALUE! | #VALUE! | #VALUE! | #VALUE! | #VALUE! | #VALUE! | #VALUE! | #VALUE! | #VALUE! | #VALUE! | #VALUE! | #VALUE! | #VALUE! | #VALUE! | #VALUE! | #VALUE! | #VALUE! | #VALUE! | #VALUE! | #VALUE! | #VALUE! | #VALUE! | #VALUE! | #VALUE! | #VALUE! | #VALUE! | #VALUE! | #VALUE! | #VALUE! | #VALUE! | #VALUE! | #VALUE! | #VALUE! | #VALUE! | #VALUE! | #VALUE! | #VALUE! | #VALUE! | #VALUE! | #VALUE! | #VALUE! | #VALUE! | #VALUE! | #VALUE! | #VALUE! | #VALUE! | #VALUE! | #VALUE! | #VALUE! | #VALUE! | #VALUE! | #VALUE! | #VALUE! | #VALUE! | #VALUE! | #VALUE! | #VALUE! | #VALUE! | #VALUE! | #VALUE! | #VALUE! | #VALUE! | #VALUE! | #VALUE! | #VALUE! | #VALUE! | #VALUE! | #VALUE! | #VALUE! | #VALUE! | #VALUE! | #VALUE! | #VALUE! | #VALUE! | #VALUE! | #VALUE! | #VALUE! | #VALUE! | #VALUE! | #VALUE! | #VALUE! | #VALUE! | #VALUE! | #VALUE! | #VALUE! | #VALUE! | #VALUE! | #VALUE! | #VALUE! | #VALUE! | #VALUE! | #VALUE! | #VALUE! | #VALUE! | #VALUE! | #VALUE! | #VALUE! | #VALUE! | #VALUE! | #VALUE! | #VALUE! | #VALUE! | #VALUE! | #VALUE!
| 90th |  | #VALUE! | #VALUE! | #VALUE! | #VALUE! | #VALUE! | #VALUE! | #VALUE! | #VALUE! | #VALUE! | #VALUE! | #VALUE! | #VALUE! | #VALUE! | #VALUE! | #VALUE! | #VALUE! | #VALUE! | #VALUE! | #VALUE! | #VALUE! | #VALUE! | #VALUE! | #VALUE! | #VALUE! | #VALUE! | #VALUE! | #VALUE! | #VALUE! | #VALUE! | #VALUE! | #VALUE! | #VALUE! | #VALUE! | #VALUE! | #VALUE! | #VALUE! | #VALUE! | #VALUE! | #VALUE! | #VALUE! | #VALUE! | #VALUE! | #VALUE! | #VALUE! | #VALUE! | #VALUE! | #VALUE! | #VALUE! | #VALUE! | #VALUE! | #VALUE! | #VALUE! | #VALUE! | #VALUE! | #VALUE! | #VALUE! | #VALUE! | #VALUE! | #VALUE! | #VALUE! | #VALUE! | #VALUE! | #VALUE! | #VALUE! | #VALUE! | #VALUE! | #VALUE! | #VALUE! | #VALUE! | #VALUE! | #VALUE! | #VALUE! | #VALUE! | #VALUE! | #VALUE! | #VALUE! | #VALUE! | #VALUE! | #VALUE! | #VALUE! | #VALUE! | #VALUE! | #VALUE! | #VALUE! | #VALUE! | #VALUE! | #VALUE! | #VALUE! | #VALUE! | #VALUE! | #VALUE! | #VALUE! | #VALUE! | #VALUE! | #VALUE! | #VALUE! | #VALUE! | #VALUE! | #VALUE! | #VALUE! | #VALUE! | #VALUE! | #VALUE! | #VALUE! | #VALUE! | #VALUE! | #VALUE! | #VALUE! | #VALUE! | #VALUE! | #VALUE!
| max |  | 0 | 0 | 0 | 0 | 0 | 0 | 0 | 0 | 0 | 0 | 0 | 0 | 0 | 0 | 0 | 0 | 0 | 0 | 0 | 0 | 0 | 0 | 0 | 0 | 0 | 0 | 0 | 0 | 0 | 0 | 0 | 0 | 0 | 0 | 0 | 0 | 0 | 0 | 0 | 0 | 0 | 0 | 0 | 0 | 0 | 0 | 0 | 0 | 0 | 0 | 0 | 0 | 0 | 0 | 0 | 0 | 0 | 0 | 0 | 0 | 0 | 0 | 0 | 0 | 0 | 0 | 0 | 0 | 0 | 0 | 0 | 0 | 0 | 0 | 0 | 0 | 0 | 0 | 0 | 0 | 0 | 0 | 0 | 0 | 0 | 0 | 0 | 0 | 0 | 0 | 0 | 0 | 0 | 0 | 0 | 0 | 0 | 0 | 0 | 0 | 0 | 0 | 0 | 0 | 0 | 0 | 0 | 0 | 0 | 0 | 0
| % occur. |  | #DIV/0! | #DIV/0! | #DIV/0! | #DIV/0! | #DIV/0! | #DIV/0! | #DIV/0! | #DIV/0! | #DIV/0! | #DIV/0! | #DIV/0! | #DIV/0! | #DIV/0! | #DIV/0! | #DIV/0! | #DIV/0! | #DIV/0! | #DIV/0! | #DIV/0! | #DIV/0! | #DIV/0! | #DIV/0! | #DIV/0! | #DIV/0! | #DIV/0! | #DIV/0! | #DIV/0! | #DIV/0! | #DIV/0! | #DIV/0! | #DIV/0! | #DIV/0! | #DIV/0! | #DIV/0! | #DIV/0! | #DIV/0! | #DIV/0! | #DIV/0! | #DIV/0! | #DIV/0! | #DIV/0! | #DIV/0! | #DIV/0! | #DIV/0! | #DIV/0! | #DIV/0! | #DIV/0! | #DIV/0! | #DIV/0! | #DIV/0! | #DIV/0! | #DIV/0! | #DIV/0! | #DIV/0! | #DIV/0! | #DIV/0! | #DIV/0! | #DIV/0! | #DIV/0! | #DIV/0! | #DIV/0! | #DIV/0! | #DIV/0! | #DIV/0! | #DIV/0! | #DIV/0! | #DIV/0! | #DIV/0! | #DIV/0! | #DIV/0! | #DIV/0! | #DIV/0! | #DIV/0! | #DIV/0! | #DIV/0! | #DIV/0! | #DIV/0! | #DIV/0! | #DIV/0! | #DIV/0! | #DIV/0! | #DIV/0! | #DIV/0! | #DIV/0! | #DIV/0! | #DIV/0! | #DIV/0! | #DIV/0! | #DIV/0! | #DIV/0! | #DIV/0! | #DIV/0! | #DIV/0! | #DIV/0! | #DIV/0! | #DIV/0! | #DIV/0! | #DIV/0! | #DIV/0! | #DIV/0! | #DIV/0! | #DIV/0! | #DIV/0! | #DIV/0! | #DIV/0! | #DIV/0! | #DIV/0! | #DIV/0! | #DIV/0! | #DIV/0! | #DIV/0!
| avg/shtg |  | #DIV/0! | #DIV/0! | #DIV/0! | #DIV/0! | #DIV/0! | #DIV/0! | #DIV/0! | #DIV/0! | #DIV/0! | #DIV/0! | #DIV/0! | #DIV/0! | #DIV/0! | #DIV/0! | #DIV/0! | #DIV/0! | #DIV/0! | #DIV/0! | #DIV/0! | #DIV/0! | #DIV/0! | #DIV/0! | #DIV/0! | #DIV/0! | #DIV/0! | #DIV/0! | #DIV/0! | #DIV/0! | #DIV/0! | #DIV/0! | #DIV/0! | #DIV/0! | #DIV/0! | #DIV/0! | #DIV/0! | #DIV/0! | #DIV/0! | #DIV/0! | #DIV/0! | #DIV/0! | #DIV/0! | #DIV/0! | #DIV/0! | #DIV/0! | #DIV/0! | #DIV/0! | #DIV/0! | #DIV/0! | #DIV/0! | #DIV/0! | #DIV/0! | #DIV/0! | #DIV/0! | #DIV/0! | #DIV/0! | #DIV/0! | #DIV/0! | #DIV/0! | #DIV/0! | #DIV/0! | #DIV/0! | #DIV/0! | #DIV/0! | #DIV/0! | #DIV/0! | #DIV/0! | #DIV/0! | #DIV/0! | #DIV/0! | #DIV/0! | #DIV/0! | #DIV/0! | #DIV/0! | #DIV/0! | #DIV/0! | #DIV/0! | #DIV/0! | #DIV/0! | #DIV/0! | #DIV/0! | #DIV/0! | #DIV/0! | #DIV/0! | #DIV/0! | #DIV/0! | #DIV/0! | #DIV/0! | #DIV/0! | #DIV/0! | #DIV/0! | #DIV/0! | #DIV/0! | #DIV/0! | #DIV/0! | #DIV/0! | #DIV/0! | #DIV/0! | #DIV/0! | #DIV/0! | #DIV/0! | #DIV/0! | #DIV/0! | #DIV/0! | #DIV/0! | #DIV/0! | #DIV/0! | #DIV/0! | #DIV/0! | #DIV/0! | #DIV/0! | #DIV/0!
LB SURPLUS | avg |  | #DIV/0! | #DIV/0! | #DIV/0! | #DIV/0! | #DIV/0! | #DIV/0! | #DIV/0! | #DIV/0! | #DIV/0! | #DIV/0! | #DIV/0! | #DIV/0! | #DIV/0! | #DIV/0! | #DIV/0! | #DIV/0! | #DIV/0! | #DIV/0! | #DIV/0! | #DIV/0! | #DIV/0! | #DIV/0! | #DIV/0! | #DIV/0! | #DIV/0! | #DIV/0! | #DIV/0! | #DIV/0! | #DIV/0! | #DIV/0! | #DIV/0! | #DIV/0! | #DIV/0! | #DIV/0! | #DIV/0! | #DIV/0! | #DIV/0! | #DIV/0! | #DIV/0! | #DIV/0! | #DIV/0! | #DIV/0! | #DIV/0! | #DIV/0! | #DIV/0! | #DIV/0! | #DIV/0! | #DIV/0! | #DIV/0! | #DIV/0! | #DIV/0! | #DIV/0! | #DIV/0! | #DIV/0! | #DIV/0! | #DIV/0! | #DIV/0! | #DIV/0! | #DIV/0! | #DIV/0! | #DIV/0! | #DIV/0! | #DIV/0! | #DIV/0! | #DIV/0! | #DIV/0! | #DIV/0! | #DIV/0! | #DIV/0! | #DIV/0! | #DIV/0! | #DIV/0! | #DIV/0! | #DIV/0! | #DIV/0! | #DIV/0! | #DIV/0! | #DIV/0! | #DIV/0! | #DIV/0! | #DIV/0! | #DIV/0! | #DIV/0! | #DIV/0! | #DIV/0! | #DIV/0! | #DIV/0! | #DIV/0! | #DIV/0! | #DIV/0! | #DIV/0! | #DIV/0! | #DIV/0! | #DIV/0! | #DIV/0! | #DIV/0! | #DIV/0! | #DIV/0! | #DIV/0! | #DIV/0! | #DIV/0! | #DIV/0! | #DIV/0! | #DIV/0! | #DIV/0! | #DIV/0! | #DIV/0! | #DIV/0! | #DIV/0! | #DIV/0! | #DIV/0!
| median |  | #VALUE! | #VALUE! | #VALUE! | #VALUE! | #VALUE! | #VALUE! | #VALUE! | #VALUE! | #VALUE! | #VALUE! | #VALUE! | #VALUE! | #VALUE! | #VALUE! | #VALUE! | #VALUE! | #VALUE! | #VALUE! | #VALUE! | #VALUE! | #VALUE! | #VALUE! | #VALUE! | #VALUE! | #VALUE! | #VALUE! | #VALUE! | #VALUE! | #VALUE! | #VALUE! | #VALUE! | #VALUE! | #VALUE! | #VALUE! | #VALUE! | #VALUE! | #VALUE! | #VALUE! | #VALUE! | #VALUE! | #VALUE! | #VALUE! | #VALUE! | #VALUE! | #VALUE! | #VALUE! | #VALUE! | #VALUE! | #VALUE! | #VALUE! | #VALUE! | #VALUE! | #VALUE! | #VALUE! | #VALUE! | #VALUE! | #VALUE! | #VALUE! | #VALUE! | #VALUE! | #VALUE! | #VALUE! | #VALUE! | #VALUE! | #VALUE! | #VALUE! | #VALUE! | #VALUE! | #VALUE! | #VALUE! | #VALUE! | #VALUE! | #VALUE! | #VALUE! | #VALUE! | #VALUE! | #VALUE! | #VALUE! | #VALUE! | #VALUE! | #VALUE! | #VALUE! | #VALUE! | #VALUE! | #VALUE! | #VALUE! | #VALUE! | #VALUE! | #VALUE! | #VALUE! | #VALUE! | #VALUE! | #VALUE! | #VALUE! | #VALUE! | #VALUE! | #VALUE! | #VALUE! | #VALUE! | #VALUE! | #VALUE! | #VALUE! | #VALUE! | #VALUE! | #VALUE! | #VALUE! | #VALUE! | #VALUE! | #VALUE! | #VALUE! | #VALUE!
| 10th |  | #VALUE! | #VALUE! | #VALUE! | #VALUE! | #VALUE! | #VALUE! | #VALUE! | #VALUE! | #VALUE! | #VALUE! | #VALUE! | #VALUE! | #VALUE! | #VALUE! | #VALUE! | #VALUE! | #VALUE! | #VALUE! | #VALUE! | #VALUE! | #VALUE! | #VALUE! | #VALUE! | #VALUE! | #VALUE! | #VALUE! | #VALUE! | #VALUE! | #VALUE! | #VALUE! | #VALUE! | #VALUE! | #VALUE! | #VALUE! | #VALUE! | #VALUE! | #VALUE! | #VALUE! | #VALUE! | #VALUE! | #VALUE! | #VALUE! | #VALUE! | #VALUE! | #VALUE! | #VALUE! | #VALUE! | #VALUE! | #VALUE! | #VALUE! | #VALUE! | #VALUE! | #VALUE! | #VALUE! | #VALUE! | #VALUE! | #VALUE! | #VALUE! | #VALUE! | #VALUE! | #VALUE! | #VALUE! | #VALUE! | #VALUE! | #VALUE! | #VALUE! | #VALUE! | #VALUE! | #VALUE! | #VALUE! | #VALUE! | #VALUE! | #VALUE! | #VALUE! | #VALUE! | #VALUE! | #VALUE! | #VALUE! | #VALUE! | #VALUE! | #VALUE! | #VALUE! | #VALUE! | #VALUE! | #VALUE! | #VALUE! | #VALUE! | #VALUE! | #VALUE! | #VALUE! | #VALUE! | #VALUE! | #VALUE! | #VALUE! | #VALUE! | #VALUE! | #VALUE! | #VALUE! | #VALUE! | #VALUE! | #VALUE! | #VALUE! | #VALUE! | #VALUE! | #VALUE! | #VALUE! | #VALUE! | #VALUE! | #VALUE! | #VALUE! | #VALUE!
| 25th |  | #VALUE! | #VALUE! | #VALUE! | #VALUE! | #VALUE! | #VALUE! | #VALUE! | #VALUE! | #VALUE! | #VALUE! | #VALUE! | #VALUE! | #VALUE! | #VALUE! | #VALUE! | #VALUE! | #VALUE! | #VALUE! | #VALUE! | #VALUE! | #VALUE! | #VALUE! | #VALUE! | #VALUE! | #VALUE! | #VALUE! | #VALUE! | #VALUE! | #VALUE! | #VALUE! | #VALUE! | #VALUE! | #VALUE! | #VALUE! | #VALUE! | #VALUE! | #VALUE! | #VALUE! | #VALUE! | #VALUE! | #VALUE! | #VALUE! | #VALUE! | #VALUE! | #VALUE! | #VALUE! | #VALUE! | #VALUE! | #VALUE! | #VALUE! | #VALUE! | #VALUE! | #VALUE! | #VALUE! | #VALUE! | #VALUE! | #VALUE! | #VALUE! | #VALUE! | #VALUE! | #VALUE! | #VALUE! | #VALUE! | #VALUE! | #VALUE! | #VALUE! | #VALUE! | #VALUE! | #VALUE! | #VALUE! | #VALUE! | #VALUE! | #VALUE! | #VALUE! | #VALUE! | #VALUE! | #VALUE! | #VALUE! | #VALUE! | #VALUE! | #VALUE! | #VALUE! | #VALUE! | #VALUE! | #VALUE! | #VALUE! | #VALUE! | #VALUE! | #VALUE! | #VALUE! | #VALUE! | #VALUE! | #VALUE! | #VALUE! | #VALUE! | #VALUE! | #VALUE! | #VALUE! | #VALUE! | #VALUE! | #VALUE! | #VALUE! | #VALUE! | #VALUE! | #VALUE! | #VALUE! | #VALUE! | #VALUE! | #VALUE! | #VALUE! | #VALUE!
| 75th |  | #VALUE! | #VALUE! | #VALUE! | #VALUE! | #VALUE! | #VALUE! | #VALUE! | #VALUE! | #VALUE! | #VALUE! | #VALUE! | #VALUE! | #VALUE! | #VALUE! | #VALUE! | #VALUE! | #VALUE! | #VALUE! | #VALUE! | #VALUE! | #VALUE! | #VALUE! | #VALUE! | #VALUE! | #VALUE! | #VALUE! | #VALUE! | #VALUE! | #VALUE! | #VALUE! | #VALUE! | #VALUE! | #VALUE! | #VALUE! | #VALUE! | #VALUE! | #VALUE! | #VALUE! | #VALUE! | #VALUE! | #VALUE! | #VALUE! | #VALUE! | #VALUE! | #VALUE! | #VALUE! | #VALUE! | #VALUE! | #VALUE! | #VALUE! | #VALUE! | #VALUE! | #VALUE! | #VALUE! | #VALUE! | #VALUE! | #VALUE! | #VALUE! | #VALUE! | #VALUE! | #VALUE! | #VALUE! | #VALUE! | #VALUE! | #VALUE! | #VALUE! | #VALUE! | #VALUE! | #VALUE! | #VALUE! | #VALUE! | #VALUE! | #VALUE! | #VALUE! | #VALUE! | #VALUE! | #VALUE! | #VALUE! | #VALUE! | #VALUE! | #VALUE! | #VALUE! | #VALUE! | #VALUE! | #VALUE! | #VALUE! | #VALUE! | #VALUE! | #VALUE! | #VALUE! | #VALUE! | #VALUE! | #VALUE! | #VALUE! | #VALUE! | #VALUE! | #VALUE! | #VALUE! | #VALUE! | #VALUE! | #VALUE! | #VALUE! | #VALUE! | #VALUE! | #VALUE! | #VALUE! | #VALUE! | #VALUE! | #VALUE! | #VALUE! | #VALUE!
| 90th |  | #VALUE! | #VALUE! | #VALUE! | #VALUE! | #VALUE! | #VALUE! | #VALUE! | #VALUE! | #VALUE! | #VALUE! | #VALUE! | #VALUE! | #VALUE! | #VALUE! | #VALUE! | #VALUE! | #VALUE! | #VALUE! | #VALUE! | #VALUE! | #VALUE! | #VALUE! | #VALUE! | #VALUE! | #VALUE! | #VALUE! | #VALUE! | #VALUE! | #VALUE! | #VALUE! | #VALUE! | #VALUE! | #VALUE! | #VALUE! | #VALUE! | #VALUE! | #VALUE! | #VALUE! | #VALUE! | #VALUE! | #VALUE! | #VALUE! | #VALUE! | #VALUE! | #VALUE! | #VALUE! | #VALUE! | #VALUE! | #VALUE! | #VALUE! | #VALUE! | #VALUE! | #VALUE! | #VALUE! | #VALUE! | #VALUE! | #VALUE! | #VALUE! | #VALUE! | #VALUE! | #VALUE! | #VALUE! | #VALUE! | #VALUE! | #VALUE! | #VALUE! | #VALUE! | #VALUE! | #VALUE! | #VALUE! | #VALUE! | #VALUE! | #VALUE! | #VALUE! | #VALUE! | #VALUE! | #VALUE! | #VALUE! | #VALUE! | #VALUE! | #VALUE! | #VALUE! | #VALUE! | #VALUE! | #VALUE! | #VALUE! | #VALUE! | #VALUE! | #VALUE! | #VALUE! | #VALUE! | #VALUE! | #VALUE! | #VALUE! | #VALUE! | #VALUE! | #VALUE! | #VALUE! | #VALUE! | #VALUE! | #VALUE! | #VALUE! | #VALUE! | #VALUE! | #VALUE! | #VALUE! | #VALUE! | #VALUE! | #VALUE! | #VALUE! | #VALUE!
| max |  | 0 | 0 | 0 | 0 | 0 | 0 | 0 | 0 | 0 | 0 | 0 | 0 | 0 | 0 | 0 | 0 | 0 | 0 | 0 | 0 | 0 | 0 | 0 | 0 | 0 | 0 | 0 | 0 | 0 | 0 | 0 | 0 | 0 | 0 | 0 | 0 | 0 | 0 | 0 | 0 | 0 | 0 | 0 | 0 | 0 | 0 | 0 | 0 | 0 | 0 | 0 | 0 | 0 | 0 | 0 | 0 | 0 | 0 | 0 | 0 | 0 | 0 | 0 | 0 | 0 | 0 | 0 | 0 | 0 | 0 | 0 | 0 | 0 | 0 | 0 | 0 | 0 | 0 | 0 | 0 | 0 | 0 | 0 | 0 | 0 | 0 | 0 | 0 | 0 | 0 | 0 | 0 | 0 | 0 | 0 | 0 | 0 | 0 | 0 | 0 | 0 | 0 | 0 | 0 | 0 | 0 | 0 | 0 | 0 | 0 | 0
| % occur. |  | #DIV/0! | #DIV/0! | #DIV/0! | #DIV/0! | #DIV/0! | #DIV/0! | #DIV/0! | #DIV/0! | #DIV/0! | #DIV/0! | #DIV/0! | #DIV/0! | #DIV/0! | #DIV/0! | #DIV/0! | #DIV/0! | #DIV/0! | #DIV/0! | #DIV/0! | #DIV/0! | #DIV/0! | #DIV/0! | #DIV/0! | #DIV/0! | #DIV/0! | #DIV/0! | #DIV/0! | #DIV/0! | #DIV/0! | #DIV/0! | #DIV/0! | #DIV/0! | #DIV/0! | #DIV/0! | #DIV/0! | #DIV/0! | #DIV/0! | #DIV/0! | #DIV/0! | #DIV/0! | #DIV/0! | #DIV/0! | #DIV/0! | #DIV/0! | #DIV/0! | #DIV/0! | #DIV/0! | #DIV/0! | #DIV/0! | #DIV/0! | #DIV/0! | #DIV/0! | #DIV/0! | #DIV/0! | #DIV/0! | #DIV/0! | #DIV/0! | #DIV/0! | #DIV/0! | #DIV/0! | #DIV/0! | #DIV/0! | #DIV/0! | #DIV/0! | #DIV/0! | #DIV/0! | #DIV/0! | #DIV/0! | #DIV/0! | #DIV/0! | #DIV/0! | #DIV/0! | #DIV/0! | #DIV/0! | #DIV/0! | #DIV/0! | #DIV/0! | #DIV/0! | #DIV/0! | #DIV/0! | #DIV/0! | #DIV/0! | #DIV/0! | #DIV/0! | #DIV/0! | #DIV/0! | #DIV/0! | #DIV/0! | #DIV/0! | #DIV/0! | #DIV/0! | #DIV/0! | #DIV/0! | #DIV/0! | #DIV/0! | #DIV/0! | #DIV/0! | #DIV/0! | #DIV/0! | #DIV/0! | #DIV/0! | #DIV/0! | #DIV/0! | #DIV/0! | #DIV/0! | #DIV/0! | #DIV/0! | #DIV/0! | #DIV/0! | #DIV/0! | #DIV/0!
| avg/srpls |  | #DIV/0! | #DIV/0! | #DIV/0! | #DIV/0! | #DIV/0! | #DIV/0! | #DIV/0! | #DIV/0! | #DIV/0! | #DIV/0! | #DIV/0! | #DIV/0! | #DIV/0! | #DIV/0! | #DIV/0! | #DIV/0! | #DIV/0! | #DIV/0! | #DIV/0! | #DIV/0! | #DIV/0! | #DIV/0! | #DIV/0! | #DIV/0! | #DIV/0! | #DIV/0! | #DIV/0! | #DIV/0! | #DIV/0! | #DIV/0! | #DIV/0! | #DIV/0! | #DIV/0! | #DIV/0! | #DIV/0! | #DIV/0! | #DIV/0! | #DIV/0! | #DIV/0! | #DIV/0! | #DIV/0! | #DIV/0! | #DIV/0! | #DIV/0! | #DIV/0! | #DIV/0! | #DIV/0! | #DIV/0! | #DIV/0! | #DIV/0! | #DIV/0! | #DIV/0! | #DIV/0! | #DIV/0! | #DIV/0! | #DIV/0! | #DIV/0! | #DIV/0! | #DIV/0! | #DIV/0! | #DIV/0! | #DIV/0! | #DIV/0! | #DIV/0! | #DIV/0! | #DIV/0! | #DIV/0! | #DIV/0! | #DIV/0! | #DIV/0! | #DIV/0! | #DIV/0! | #DIV/0! | #DIV/0! | #DIV/0! | #DIV/0! | #DIV/0! | #DIV/0! | #DIV/0! | #DIV/0! | #DIV/0! | #DIV/0! | #DIV/0! | #DIV/0! | #DIV/0! | #DIV/0! | #DIV/0! | #DIV/0! | #DIV/0! | #DIV/0! | #DIV/0! | #DIV/0! | #DIV/0! | #DIV/0! | #DIV/0! | #DIV/0! | #DIV/0! | #DIV/0! | #DIV/0! | #DIV/0! | #DIV/0! | #DIV/0! | #DIV/0! | #DIV/0! | #DIV/0! | #DIV/0! | #DIV/0! | #DIV/0! | #DIV/0! | #DIV/0! | #DIV/0!
GC GEN (GWh/yr) | avg |  | #DIV/0! | #DIV/0! | #DIV/0! | #DIV/0! | #DIV/0! | #DIV/0! | #DIV/0! | #DIV/0! | #DIV/0! | #DIV/0! | #DIV/0! | #DIV/0! | #DIV/0! | #DIV/0! | #DIV/0! | #DIV/0! | #DIV/0! | #DIV/0! | #DIV/0! | #DIV/0! | #DIV/0! | #DIV/0! | #DIV/0! | #DIV/0! | #DIV/0! | #DIV/0! | #DIV/0! | #DIV/0! | #DIV/0! | #DIV/0! | #DIV/0! | #DIV/0! | #DIV/0! | #DIV/0! | #DIV/0! | #DIV/0! | #DIV/0! | #DIV/0! | #DIV/0! | #DIV/0! | #DIV/0! | #DIV/0! | #DIV/0! | #DIV/0! | #DIV/0! | #DIV/0! | #DIV/0! | #DIV/0! | #DIV/0! | #DIV/0! | #DIV/0! | #DIV/0! | #DIV/0! | #DIV/0! | #DIV/0! | #DIV/0! | #DIV/0! | #DIV/0! | #DIV/0! | #DIV/0! | #DIV/0! | #DIV/0! | #DIV/0! | #DIV/0! | #DIV/0! | #DIV/0! | #DIV/0! | #DIV/0! | #DIV/0! | #DIV/0! | #DIV/0! | #DIV/0! | #DIV/0! | #DIV/0! | #DIV/0! | #DIV/0! | #DIV/0! | #DIV/0! | #DIV/0! | #DIV/0! | #DIV/0! | #DIV/0! | #DIV/0! | #DIV/0! | #DIV/0! | #DIV/0! | #DIV/0! | #DIV/0! | #DIV/0! | #DIV/0! | #DIV/0! | #DIV/0! | #DIV/0! | #DIV/0! | #DIV/0! | #DIV/0! | #DIV/0! | #DIV/0! | #DIV/0! | #DIV/0! | #DIV/0! | #DIV/0! | #DIV/0! | #DIV/0! | #DIV/0! | #DIV/0! | #DIV/0! | #DIV/0! | #DIV/0! | #DIV/0! | #DIV/0!
| median |  | #VALUE! | #VALUE! | #VALUE! | #VALUE! | #VALUE! | #VALUE! | #VALUE! | #VALUE! | #VALUE! | #VALUE! | #VALUE! | #VALUE! | #VALUE! | #VALUE! | #VALUE! | #VALUE! | #VALUE! | #VALUE! | #VALUE! | #VALUE! | #VALUE! | #VALUE! | #VALUE! | #VALUE! | #VALUE! | #VALUE! | #VALUE! | #VALUE! | #VALUE! | #VALUE! | #VALUE! | #VALUE! | #VALUE! | #VALUE! | #VALUE! | #VALUE! | #VALUE! | #VALUE! | #VALUE! | #VALUE! | #VALUE! | #VALUE! | #VALUE! | #VALUE! | #VALUE! | #VALUE! | #VALUE! | #VALUE! | #VALUE! | #VALUE! | #VALUE! | #VALUE! | #VALUE! | #VALUE! | #VALUE! | #VALUE! | #VALUE! | #VALUE! | #VALUE! | #VALUE! | #VALUE! | #VALUE! | #VALUE! | #VALUE! | #VALUE! | #VALUE! | #VALUE! | #VALUE! | #VALUE! | #VALUE! | #VALUE! | #VALUE! | #VALUE! | #VALUE! | #VALUE! | #VALUE! | #VALUE! | #VALUE! | #VALUE! | #VALUE! | #VALUE! | #VALUE! | #VALUE! | #VALUE! | #VALUE! | #VALUE! | #VALUE! | #VALUE! | #VALUE! | #VALUE! | #VALUE! | #VALUE! | #VALUE! | #VALUE! | #VALUE! | #VALUE! | #VALUE! | #VALUE! | #VALUE! | #VALUE! | #VALUE! | #VALUE! | #VALUE! | #VALUE! | #VALUE! | #VALUE! | #VALUE! | #VALUE! | #VALUE! | #VALUE! | #VALUE!
| 10th |  | #VALUE! | #VALUE! | #VALUE! | #VALUE! | #VALUE! | #VALUE! | #VALUE! | #VALUE! | #VALUE! | #VALUE! | #VALUE! | #VALUE! | #VALUE! | #VALUE! | #VALUE! | #VALUE! | #VALUE! | #VALUE! | #VALUE! | #VALUE! | #VALUE! | #VALUE! | #VALUE! | #VALUE! | #VALUE! | #VALUE! | #VALUE! | #VALUE! | #VALUE! | #VALUE! | #VALUE! | #VALUE! | #VALUE! | #VALUE! | #VALUE! | #VALUE! | #VALUE! | #VALUE! | #VALUE! | #VALUE! | #VALUE! | #VALUE! | #VALUE! | #VALUE! | #VALUE! | #VALUE! | #VALUE! | #VALUE! | #VALUE! | #VALUE! | #VALUE! | #VALUE! | #VALUE! | #VALUE! | #VALUE! | #VALUE! | #VALUE! | #VALUE! | #VALUE! | #VALUE! | #VALUE! | #VALUE! | #VALUE! | #VALUE! | #VALUE! | #VALUE! | #VALUE! | #VALUE! | #VALUE! | #VALUE! | #VALUE! | #VALUE! | #VALUE! | #VALUE! | #VALUE! | #VALUE! | #VALUE! | #VALUE! | #VALUE! | #VALUE! | #VALUE! | #VALUE! | #VALUE! | #VALUE! | #VALUE! | #VALUE! | #VALUE! | #VALUE! | #VALUE! | #VALUE! | #VALUE! | #VALUE! | #VALUE! | #VALUE! | #VALUE! | #VALUE! | #VALUE! | #VALUE! | #VALUE! | #VALUE! | #VALUE! | #VALUE! | #VALUE! | #VALUE! | #VALUE! | #VALUE! | #VALUE! | #VALUE! | #VALUE! | #VALUE! | #VALUE!
| 25th |  | #VALUE! | #VALUE! | #VALUE! | #VALUE! | #VALUE! | #VALUE! | #VALUE! | #VALUE! | #VALUE! | #VALUE! | #VALUE! | #VALUE! | #VALUE! | #VALUE! | #VALUE! | #VALUE! | #VALUE! | #VALUE! | #VALUE! | #VALUE! | #VALUE! | #VALUE! | #VALUE! | #VALUE! | #VALUE! | #VALUE! | #VALUE! | #VALUE! | #VALUE! | #VALUE! | #VALUE! | #VALUE! | #VALUE! | #VALUE! | #VALUE! | #VALUE! | #VALUE! | #VALUE! | #VALUE! | #VALUE! | #VALUE! | #VALUE! | #VALUE! | #VALUE! | #VALUE! | #VALUE! | #VALUE! | #VALUE! | #VALUE! | #VALUE! | #VALUE! | #VALUE! | #VALUE! | #VALUE! | #VALUE! | #VALUE! | #VALUE! | #VALUE! | #VALUE! | #VALUE! | #VALUE! | #VALUE! | #VALUE! | #VALUE! | #VALUE! | #VALUE! | #VALUE! | #VALUE! | #VALUE! | #VALUE! | #VALUE! | #VALUE! | #VALUE! | #VALUE! | #VALUE! | #VALUE! | #VALUE! | #VALUE! | #VALUE! | #VALUE! | #VALUE! | #VALUE! | #VALUE! | #VALUE! | #VALUE! | #VALUE! | #VALUE! | #VALUE! | #VALUE! | #VALUE! | #VALUE! | #VALUE! | #VALUE! | #VALUE! | #VALUE! | #VALUE! | #VALUE! | #VALUE! | #VALUE! | #VALUE! | #VALUE! | #VALUE! | #VALUE! | #VALUE! | #VALUE! | #VALUE! | #VALUE! | #VALUE! | #VALUE! | #VALUE! | #VALUE!
| 75th |  | #VALUE! | #VALUE! | #VALUE! | #VALUE! | #VALUE! | #VALUE! | #VALUE! | #VALUE! | #VALUE! | #VALUE! | #VALUE! | #VALUE! | #VALUE! | #VALUE! | #VALUE! | #VALUE! | #VALUE! | #VALUE! | #VALUE! | #VALUE! | #VALUE! | #VALUE! | #VALUE! | #VALUE! | #VALUE! | #VALUE! | #VALUE! | #VALUE! | #VALUE! | #VALUE! | #VALUE! | #VALUE! | #VALUE! | #VALUE! | #VALUE! | #VALUE! | #VALUE! | #VALUE! | #VALUE! | #VALUE! | #VALUE! | #VALUE! | #VALUE! | #VALUE! | #VALUE! | #VALUE! | #VALUE! | #VALUE! | #VALUE! | #VALUE! | #VALUE! | #VALUE! | #VALUE! | #VALUE! | #VALUE! | #VALUE! | #VALUE! | #VALUE! | #VALUE! | #VALUE! | #VALUE! | #VALUE! | #VALUE! | #VALUE! | #VALUE! | #VALUE! | #VALUE! | #VALUE! | #VALUE! | #VALUE! | #VALUE! | #VALUE! | #VALUE! | #VALUE! | #VALUE! | #VALUE! | #VALUE! | #VALUE! | #VALUE! | #VALUE! | #VALUE! | #VALUE! | #VALUE! | #VALUE! | #VALUE! | #VALUE! | #VALUE! | #VALUE! | #VALUE! | #VALUE! | #VALUE! | #VALUE! | #VALUE! | #VALUE! | #VALUE! | #VALUE! | #VALUE! | #VALUE! | #VALUE! | #VALUE! | #VALUE! | #VALUE! | #VALUE! | #VALUE! | #VALUE! | #VALUE! | #VALUE! | #VALUE! | #VALUE! | #VALUE! | #VALUE!
| 90th |  | #VALUE! | #VALUE! | #VALUE! | #VALUE! | #VALUE! | #VALUE! | #VALUE! | #VALUE! | #VALUE! | #VALUE! | #VALUE! | #VALUE! | #VALUE! | #VALUE! | #VALUE! | #VALUE! | #VALUE! | #VALUE! | #VALUE! | #VALUE! | #VALUE! | #VALUE! | #VALUE! | #VALUE! | #VALUE! | #VALUE! | #VALUE! | #VALUE! | #VALUE! | #VALUE! | #VALUE! | #VALUE! | #VALUE! | #VALUE! | #VALUE! | #VALUE! | #VALUE! | #VALUE! | #VALUE! | #VALUE! | #VALUE! | #VALUE! | #VALUE! | #VALUE! | #VALUE! | #VALUE! | #VALUE! | #VALUE! | #VALUE! | #VALUE! | #VALUE! | #VALUE! | #VALUE! | #VALUE! | #VALUE! | #VALUE! | #VALUE! | #VALUE! | #VALUE! | #VALUE! | #VALUE! | #VALUE! | #VALUE! | #VALUE! | #VALUE! | #VALUE! | #VALUE! | #VALUE! | #VALUE! | #VALUE! | #VALUE! | #VALUE! | #VALUE! | #VALUE! | #VALUE! | #VALUE! | #VALUE! | #VALUE! | #VALUE! | #VALUE! | #VALUE! | #VALUE! | #VALUE! | #VALUE! | #VALUE! | #VALUE! | #VALUE! | #VALUE! | #VALUE! | #VALUE! | #VALUE! | #VALUE! | #VALUE! | #VALUE! | #VALUE! | #VALUE! | #VALUE! | #VALUE! | #VALUE! | #VALUE! | #VALUE! | #VALUE! | #VALUE! | #VALUE! | #VALUE! | #VALUE! | #VALUE! | #VALUE! | #VALUE! | #VALUE! | #VALUE!
| % yrs gen. |  | #DIV/0! | #DIV/0! | #DIV/0! | #DIV/0! | #DIV/0! | #DIV/0! | #DIV/0! | #DIV/0! | #DIV/0! | #DIV/0! | #DIV/0! | #DIV/0! | #DIV/0! | #DIV/0! | #DIV/0! | #DIV/0! | #DIV/0! | #DIV/0! | #DIV/0! | #DIV/0! | #DIV/0! | #DIV/0! | #DIV/0! | #DIV/0! | #DIV/0! | #DIV/0! | #DIV/0! | #DIV/0! | #DIV/0! | #DIV/0! | #DIV/0! | #DIV/0! | #DIV/0! | #DIV/0! | #DIV/0! | #DIV/0! | #DIV/0! | #DIV/0! | #DIV/0! | #DIV/0! | #DIV/0! | #DIV/0! | #DIV/0! | #DIV/0! | #DIV/0! | #DIV/0! | #DIV/0! | #DIV/0! | #DIV/0! | #DIV/0! | #DIV/0! | #DIV/0! | #DIV/0! | #DIV/0! | #DIV/0! | #DIV/0! | #DIV/0! | #DIV/0! | #DIV/0! | #DIV/0! | #DIV/0! | #DIV/0! | #DIV/0! | #DIV/0! | #DIV/0! | #DIV/0! | #DIV/0! | #DIV/0! | #DIV/0! | #DIV/0! | #DIV/0! | #DIV/0! | #DIV/0! | #DIV/0! | #DIV/0! | #DIV/0! | #DIV/0! | #DIV/0! | #DIV/0! | #DIV/0! | #DIV/0! | #DIV/0! | #DIV/0! | #DIV/0! | #DIV/0! | #DIV/0! | #DIV/0! | #DIV/0! | #DIV/0! | #DIV/0! | #DIV/0! | #DIV/0! | #DIV/0! | #DIV/0! | #DIV/0! | #DIV/0! | #DIV/0! | #DIV/0! | #DIV/0! | #DIV/0! | #DIV/0! | #DIV/0! | #DIV/0! | #DIV/0! | #DIV/0! | #DIV/0! | #DIV/0! | #DIV/0! | #DIV/0! | #DIV/0! | #DIV/0!
MEAD GEN (GWh/yr) | avg |  | #DIV/0! | #DIV/0! | #DIV/0! | #DIV/0! | #DIV/0! | #DIV/0! | #DIV/0! | #DIV/0! | #DIV/0! | #DIV/0! | #DIV/0! | #DIV/0! | #DIV/0! | #DIV/0! | #DIV/0! | #DIV/0! | #DIV/0! | #DIV/0! | #DIV/0! | #DIV/0! | #DIV/0! | #DIV/0! | #DIV/0! | #DIV/0! | #DIV/0! | #DIV/0! | #DIV/0! | #DIV/0! | #DIV/0! | #DIV/0! | #DIV/0! | #DIV/0! | #DIV/0! | #DIV/0! | #DIV/0! | #DIV/0! | #DIV/0! | #DIV/0! | #DIV/0! | #DIV/0! | #DIV/0! | #DIV/0! | #DIV/0! | #DIV/0! | #DIV/0! | #DIV/0! | #DIV/0! | #DIV/0! | #DIV/0! | #DIV/0! | #DIV/0! | #DIV/0! | #DIV/0! | #DIV/0! | #DIV/0! | #DIV/0! | #DIV/0! | #DIV/0! | #DIV/0! | #DIV/0! | #DIV/0! | #DIV/0! | #DIV/0! | #DIV/0! | #DIV/0! | #DIV/0! | #DIV/0! | #DIV/0! | #DIV/0! | #DIV/0! | #DIV/0! | #DIV/0! | #DIV/0! | #DIV/0! | #DIV/0! | #DIV/0! | #DIV/0! | #DIV/0! | #DIV/0! | #DIV/0! | #DIV/0! | #DIV/0! | #DIV/0! | #DIV/0! | #DIV/0! | #DIV/0! | #DIV/0! | #DIV/0! | #DIV/0! | #DIV/0! | #DIV/0! | #DIV/0! | #DIV/0! | #DIV/0! | #DIV/0! | #DIV/0! | #DIV/0! | #DIV/0! | #DIV/0! | #DIV/0! | #DIV/0! | #DIV/0! | #DIV/0! | #DIV/0! | #DIV/0! | #DIV/0! | #DIV/0! | #DIV/0! | #DIV/0! | #DIV/0! | #DIV/0!
| median |  | #VALUE! | #VALUE! | #VALUE! | #VALUE! | #VALUE! | #VALUE! | #VALUE! | #VALUE! | #VALUE! | #VALUE! | #VALUE! | #VALUE! | #VALUE! | #VALUE! | #VALUE! | #VALUE! | #VALUE! | #VALUE! | #VALUE! | #VALUE! | #VALUE! | #VALUE! | #VALUE! | #VALUE! | #VALUE! | #VALUE! | #VALUE! | #VALUE! | #VALUE! | #VALUE! | #VALUE! | #VALUE! | #VALUE! | #VALUE! | #VALUE! | #VALUE! | #VALUE! | #VALUE! | #VALUE! | #VALUE! | #VALUE! | #VALUE! | #VALUE! | #VALUE! | #VALUE! | #VALUE! | #VALUE! | #VALUE! | #VALUE! | #VALUE! | #VALUE! | #VALUE! | #VALUE! | #VALUE! | #VALUE! | #VALUE! | #VALUE! | #VALUE! | #VALUE! | #VALUE! | #VALUE! | #VALUE! | #VALUE! | #VALUE! | #VALUE! | #VALUE! | #VALUE! | #VALUE! | #VALUE! | #VALUE! | #VALUE! | #VALUE! | #VALUE! | #VALUE! | #VALUE! | #VALUE! | #VALUE! | #VALUE! | #VALUE! | #VALUE! | #VALUE! | #VALUE! | #VALUE! | #VALUE! | #VALUE! | #VALUE! | #VALUE! | #VALUE! | #VALUE! | #VALUE! | #VALUE! | #VALUE! | #VALUE! | #VALUE! | #VALUE! | #VALUE! | #VALUE! | #VALUE! | #VALUE! | #VALUE! | #VALUE! | #VALUE! | #VALUE! | #VALUE! | #VALUE! | #VALUE! | #VALUE! | #VALUE! | #VALUE! | #VALUE! | #VALUE!
| 10th |  | #VALUE! | #VALUE! | #VALUE! | #VALUE! | #VALUE! | #VALUE! | #VALUE! | #VALUE! | #VALUE! | #VALUE! | #VALUE! | #VALUE! | #VALUE! | #VALUE! | #VALUE! | #VALUE! | #VALUE! | #VALUE! | #VALUE! | #VALUE! | #VALUE! | #VALUE! | #VALUE! | #VALUE! | #VALUE! | #VALUE! | #VALUE! | #VALUE! | #VALUE! | #VALUE! | #VALUE! | #VALUE! | #VALUE! | #VALUE! | #VALUE! | #VALUE! | #VALUE! | #VALUE! | #VALUE! | #VALUE! | #VALUE! | #VALUE! | #VALUE! | #VALUE! | #VALUE! | #VALUE! | #VALUE! | #VALUE! | #VALUE! | #VALUE! | #VALUE! | #VALUE! | #VALUE! | #VALUE! | #VALUE! | #VALUE! | #VALUE! | #VALUE! | #VALUE! | #VALUE! | #VALUE! | #VALUE! | #VALUE! | #VALUE! | #VALUE! | #VALUE! | #VALUE! | #VALUE! | #VALUE! | #VALUE! | #VALUE! | #VALUE! | #VALUE! | #VALUE! | #VALUE! | #VALUE! | #VALUE! | #VALUE! | #VALUE! | #VALUE! | #VALUE! | #VALUE! | #VALUE! | #VALUE! | #VALUE! | #VALUE! | #VALUE! | #VALUE! | #VALUE! | #VALUE! | #VALUE! | #VALUE! | #VALUE! | #VALUE! | #VALUE! | #VALUE! | #VALUE! | #VALUE! | #VALUE! | #VALUE! | #VALUE! | #VALUE! | #VALUE! | #VALUE! | #VALUE! | #VALUE! | #VALUE! | #VALUE! | #VALUE! | #VALUE! | #VALUE!
| 25th |  | #VALUE! | #VALUE! | #VALUE! | #VALUE! | #VALUE! | #VALUE! | #VALUE! | #VALUE! | #VALUE! | #VALUE! | #VALUE! | #VALUE! | #VALUE! | #VALUE! | #VALUE! | #VALUE! | #VALUE! | #VALUE! | #VALUE! | #VALUE! | #VALUE! | #VALUE! | #VALUE! | #VALUE! | #VALUE! | #VALUE! | #VALUE! | #VALUE! | #VALUE! | #VALUE! | #VALUE! | #VALUE! | #VALUE! | #VALUE! | #VALUE! | #VALUE! | #VALUE! | #VALUE! | #VALUE! | #VALUE! | #VALUE! | #VALUE! | #VALUE! | #VALUE! | #VALUE! | #VALUE! | #VALUE! | #VALUE! | #VALUE! | #VALUE! | #VALUE! | #VALUE! | #VALUE! | #VALUE! | #VALUE! | #VALUE! | #VALUE! | #VALUE! | #VALUE! | #VALUE! | #VALUE! | #VALUE! | #VALUE! | #VALUE! | #VALUE! | #VALUE! | #VALUE! | #VALUE! | #VALUE! | #VALUE! | #VALUE! | #VALUE! | #VALUE! | #VALUE! | #VALUE! | #VALUE! | #VALUE! | #VALUE! | #VALUE! | #VALUE! | #VALUE! | #VALUE! | #VALUE! | #VALUE! | #VALUE! | #VALUE! | #VALUE! | #VALUE! | #VALUE! | #VALUE! | #VALUE! | #VALUE! | #VALUE! | #VALUE! | #VALUE! | #VALUE! | #VALUE! | #VALUE! | #VALUE! | #VALUE! | #VALUE! | #VALUE! | #VALUE! | #VALUE! | #VALUE! | #VALUE! | #VALUE! | #VALUE! | #VALUE! | #VALUE! | #VALUE!
| 75th |  | #VALUE! | #VALUE! | #VALUE! | #VALUE! | #VALUE! | #VALUE! | #VALUE! | #VALUE! | #VALUE! | #VALUE! | #VALUE! | #VALUE! | #VALUE! | #VALUE! | #VALUE! | #VALUE! | #VALUE! | #VALUE! | #VALUE! | #VALUE! | #VALUE! | #VALUE! | #VALUE! | #VALUE! | #VALUE! | #VALUE! | #VALUE! | #VALUE! | #VALUE! | #VALUE! | #VALUE! | #VALUE! | #VALUE! | #VALUE! | #VALUE! | #VALUE! | #VALUE! | #VALUE! | #VALUE! | #VALUE! | #VALUE! | #VALUE! | #VALUE! | #VALUE! | #VALUE! | #VALUE! | #VALUE! | #VALUE! | #VALUE! | #VALUE! | #VALUE! | #VALUE! | #VALUE! | #VALUE! | #VALUE! | #VALUE! | #VALUE! | #VALUE! | #VALUE! | #VALUE! | #VALUE! | #VALUE! | #VALUE! | #VALUE! | #VALUE! | #VALUE! | #VALUE! | #VALUE! | #VALUE! | #VALUE! | #VALUE! | #VALUE! | #VALUE! | #VALUE! | #VALUE! | #VALUE! | #VALUE! | #VALUE! | #VALUE! | #VALUE! | #VALUE! | #VALUE! | #VALUE! | #VALUE! | #VALUE! | #VALUE! | #VALUE! | #VALUE! | #VALUE! | #VALUE! | #VALUE! | #VALUE! | #VALUE! | #VALUE! | #VALUE! | #VALUE! | #VALUE! | #VALUE! | #VALUE! | #VALUE! | #VALUE! | #VALUE! | #VALUE! | #VALUE! | #VALUE! | #VALUE! | #VALUE! | #VALUE! | #VALUE! | #VALUE! | #VALUE!
| 90th |  | #VALUE! | #VALUE! | #VALUE! | #VALUE! | #VALUE! | #VALUE! | #VALUE! | #VALUE! | #VALUE! | #VALUE! | #VALUE! | #VALUE! | #VALUE! | #VALUE! | #VALUE! | #VALUE! | #VALUE! | #VALUE! | #VALUE! | #VALUE! | #VALUE! | #VALUE! | #VALUE! | #VALUE! | #VALUE! | #VALUE! | #VALUE! | #VALUE! | #VALUE! | #VALUE! | #VALUE! | #VALUE! | #VALUE! | #VALUE! | #VALUE! | #VALUE! | #VALUE! | #VALUE! | #VALUE! | #VALUE! | #VALUE! | #VALUE! | #VALUE! | #VALUE! | #VALUE! | #VALUE! | #VALUE! | #VALUE! | #VALUE! | #VALUE! | #VALUE! | #VALUE! | #VALUE! | #VALUE! | #VALUE! | #VALUE! | #VALUE! | #VALUE! | #VALUE! | #VALUE! | #VALUE! | #VALUE! | #VALUE! | #VALUE! | #VALUE! | #VALUE! | #VALUE! | #VALUE! | #VALUE! | #VALUE! | #VALUE! | #VALUE! | #VALUE! | #VALUE! | #VALUE! | #VALUE! | #VALUE! | #VALUE! | #VALUE! | #VALUE! | #VALUE! | #VALUE! | #VALUE! | #VALUE! | #VALUE! | #VALUE! | #VALUE! | #VALUE! | #VALUE! | #VALUE! | #VALUE! | #VALUE! | #VALUE! | #VALUE! | #VALUE! | #VALUE! | #VALUE! | #VALUE! | #VALUE! | #VALUE! | #VALUE! | #VALUE! | #VALUE! | #VALUE! | #VALUE! | #VALUE! | #VALUE! | #VALUE! | #VALUE! | #VALUE! | #VALUE!
| % yrs gen. |  | #DIV/0! | #DIV/0! | #DIV/0! | #DIV/0! | #DIV/0! | #DIV/0! | #DIV/0! | #DIV/0! | #DIV/0! | #DIV/0! | #DIV/0! | #DIV/0! | #DIV/0! | #DIV/0! | #DIV/0! | #DIV/0! | #DIV/0! | #DIV/0! | #DIV/0! | #DIV/0! | #DIV/0! | #DIV/0! | #DIV/0! | #DIV/0! | #DIV/0! | #DIV/0! | #DIV/0! | #DIV/0! | #DIV/0! | #DIV/0! | #DIV/0! | #DIV/0! | #DIV/0! | #DIV/0! | #DIV/0! | #DIV/0! | #DIV/0! | #DIV/0! | #DIV/0! | #DIV/0! | #DIV/0! | #DIV/0! | #DIV/0! | #DIV/0! | #DIV/0! | #DIV/0! | #DIV/0! | #DIV/0! | #DIV/0! | #DIV/0! | #DIV/0! | #DIV/0! | #DIV/0! | #DIV/0! | #DIV/0! | #DIV/0! | #DIV/0! | #DIV/0! | #DIV/0! | #DIV/0! | #DIV/0! | #DIV/0! | #DIV/0! | #DIV/0! | #DIV/0! | #DIV/0! | #DIV/0! | #DIV/0! | #DIV/0! | #DIV/0! | #DIV/0! | #DIV/0! | #DIV/0! | #DIV/0! | #DIV/0! | #DIV/0! | #DIV/0! | #DIV/0! | #DIV/0! | #DIV/0! | #DIV/0! | #DIV/0! | #DIV/0! | #DIV/0! | #DIV/0! | #DIV/0! | #DIV/0! | #DIV/0! | #DIV/0! | #DIV/0! | #DIV/0! | #DIV/0! | #DIV/0! | #DIV/0! | #DIV/0! | #DIV/0! | #DIV/0! | #DIV/0! | #DIV/0! | #DIV/0! | #DIV/0! | #DIV/0! | #DIV/0! | #DIV/0! | #DIV/0! | #DIV/0! | #DIV/0! | #DIV/0! | #DIV/0! | #DIV/0! | #DIV/0!
Total Gen (GWhr/yr) |  |  | #DIV/0! | #DIV/0! | #DIV/0! | #DIV/0! | #DIV/0! | #DIV/0! | #DIV/0! | #DIV/0! | #DIV/0! | #DIV/0! | #DIV/0! | #DIV/0! | #DIV/0! | #DIV/0! | #DIV/0! | #DIV/0! | #DIV/0! | #DIV/0! | #DIV/0! | #DIV/0! | #DIV/0! | #DIV/0! | #DIV/0! | #DIV/0! | #DIV/0! | #DIV/0! | #DIV/0! | #DIV/0! | #DIV/0! | #DIV/0! | #DIV/0! | #DIV/0! | #DIV/0! | #DIV/0! | #DIV/0! | #DIV/0! | #DIV/0! | #DIV/0! | #DIV/0! | #DIV/0! | #DIV/0! | #DIV/0! | #DIV/0! | #DIV/0! | #DIV/0! | #DIV/0! | #DIV/0! | #DIV/0! | #DIV/0! | #DIV/0! | #DIV/0! | #DIV/0! | #DIV/0! | #DIV/0! | #DIV/0! | #DIV/0! | #DIV/0! | #DIV/0! | #DIV/0! | #DIV/0! | #DIV/0! | #DIV/0! | #DIV/0! | #DIV/0! | #DIV/0! | #DIV/0! | #DIV/0! | #DIV/0! | #DIV/0! | #DIV/0! | #DIV/0! | #DIV/0! | #DIV/0! | #DIV/0! | #DIV/0! | #DIV/0! | #DIV/0! | #DIV/0! | #DIV/0! | #DIV/0! | #DIV/0! | #DIV/0! | #DIV/0! | #DIV/0! | #DIV/0! | #DIV/0! | #DIV/0! | #DIV/0! | #DIV/0! | #DIV/0! | #DIV/0! | #DIV/0! | #DIV/0! | #DIV/0! | #DIV/0! | #DIV/0! | #DIV/0! | #DIV/0! | #DIV/0! | #DIV/0! | #DIV/0! | #DIV/0! | #DIV/0! | #DIV/0! | #DIV/0! | #DIV/0! | #DIV/0! | #DIV/0! | #DIV/0! | #DIV/0! | #DIV/0!

## DataDump NA2
RESULTS AVERAGED OVER ALL BSA ISM RUNS | [152 empty] | USBR CRSS RESULTS, from DEIS
FCY | NAT FLOW | [5 empty] | 10 YEAR NATURAL | [5 empty] | UB DEMAND | UB USE | [5 empty] | INFLOW TO LP | [5 empty] | POWELL STORAGE | [9 empty] | POWELL ELEVATION | [5 empty] | POWELL EVAP | [5 empty] | GC RELEASE | [5 empty] | 10 YEAR GC RELEASE | [5 empty] | MEAD STORAGE | [9 empty] | MEAD ELEVATION | [5 empty] | MEAD EVAP | [5 empty] | MEAD RELEASE | [5 empty] | < 1025' (%) | < 1050' (%) | < 1075' (%) | MEAD LVL 1 SHT | [7 empty] | MEAD LVL 2 SHT | [7 empty] | UB SHORTAGE | [8 empty] | LB SHORTAGE | [8 empty] | LB SURPLUS | [8 empty] | GC GEN (GWh/yr) | [6 empty] | MEAD GEN (GWh/yr) | [6 empty] | Total Gen. |  |  |  | FEET | 15.03 - Powell W/O CONS. |  |  | 15.03 - Mead W/O CONS. |  |  | 15.03 - Powell W/ CONS. |  |  | 15.03 - Mead W/ CONS. |  |  | Paleo - Powell W/O CONS. |  |  | Paleo - Mead W/O CONS.
| avg | median | 10th | 25th | 75th | 90th | avg | median | 10th | 25th | 75th | 90th | avg | avg | median | 10th | 25th | 75th | 90th | avg | median | 10th | 25th | 75th | 90th | avg | median | 10th | 25th | 75th | 90th | % > 20 | % > 22 | % > 24 | % > 26 | avg | median | 10th | 25th | 75th | 90th | avg | median | 10th | 25th | 75th | 90th | avg | median | 10th | 25th | 75th | 90th | avg | median | 10th | 25th | 75th | 90th | avg | median | 10th | 25th | 75th | 90th | % > 20 | % > 22 | % > 24 | % > 26 | avg | median | 10th | 25th | 75th | 90th | avg | median | 10th | 25th | 75th | 90th | avg | median | 10th | 25th | 75th | 90th | % | % | % | avg | median | 10th | 25th | 75th | 90th | % occurs | shrt/occur | avg | median | 10th | 25th | 75th | 90th | % occur. | avg/shtg | avg | median | 10th | 25th | 75th | 90th | max | % occur. | avg/shtg | avg | median | 10th | 25th | 75th | 90th | max | % occur. | avg/shtg | avg | median | 10th | 25th | 75th | 90th | max | % occur. | avg/srpls | avg | median | 10th | 25th | 75th | 90th | % yrs gen. | avg | median | 10th | 25th | 75th | 90th | % no gen. | avg Hvr + acg GC |  |  |  |  | 10% | 50% | 90% | 10% | 50% | 90% | 10% | 50% | 90% | 10% | 50% | 90% | 10% | 50% | 90% | 10% | 50% | 90%
2007 | [25 empty] | 15.1352 | 15.1352 | 15.1352 | 15.1352 | 15.1352 | 15.1352 |  |  |  |  | 3615 | 3615 | 3615 | 3615 | 3615 | 3615 | [28 empty] | 1117 | 1117 | 1117 | 1117 | 1117 | 1117 | [74 empty] | 90% from DEIS #s | 90% Pwl from CRSS Output cd | 2007 | 3615 | 3615 | 3615 | 1117 | 1117 | 1117 | 3615 | 3615 | 3615 | 1117 | 1117 | 1117 | 3615 | 3615 | 3615 | 1117 | 1117 | 1117
2008 | 15.8613 | 15.9509 | 10.2959 | 12.6727 | 18.9164 | 21.8723 | [6 empty] | 4.65 | 4.507 | 4.65 | 4.1274 | 4.3651 | 4.65 | 4.65 | 10.493 | 10.2324 | 5.5755 | 7.5958 | 13.1842 | 16.1696 | 15.8571 | 16.6012 | 12.3168 | 14.1755 | 17.7708 | 17.7708 | 0 | 0 | 0 | 0 | 3619.955 | 3628 | 3585 | 3605 | 3638 | 3638 | 0.40894 | 0.40894 | 0.40894 | 0.40894 | 0.40894 | 0.40894 | 9.2994 | 8.23 | 8.23 | 8.23 | 9.9104 | 12.8959 | [6 empty] | 14.5928 | 13.6019 | 13.2692 | 13.4353 | 15.3116 | 17.6755 | 0.0090909 | 0 | 0 | 0 | 1110.3694 | 1100 | 1097 | 1098.5 | 1118.5 | 1142 | 0.62471 | 0.62471 | 0.62471 | 0.62471 | 0.62471 | 0.62471 | 10.0577 | 10 | 10 | 10 | 10 | 10.4 | #DIV/0! | #DIV/0! | #DIV/0! | 0 | 0 | 0 | 0 | 0 | 0 | 0% | 0 | 0 | 0 | 0 | 0 | 0 | 0 | 0% | 0 | 0.14298 | 0 | 0 | 0 | 0.28491 | 0.52259 | 0.91081 | 33.33% | 0.42893 | 0 | 0 | 0 | 0 | 0 | 0 | 0 | 0% | 0 | 0.55766 | 0.5 | 0.5 | 0.5 | 0.5 | 0.9 | 0.9 | 100% | 0.55766 | 4059.2148 | 3613.4463 | 3452.0982 | 3527.1439 | 439643% | 5720.8266 | 100% | 4253.4506 | 4180.8522 | 4167.1744 | 4174.0133 | 426520% | 4547.2353 | 100% | 8312.6654 | 4.4001 | 3655.484 | 3648.456 | 2008 | 3608.764 | 3636.75 | 3655.484 | 1101.714 | 1107.94 | 1146.094 |  |  |  | 1101.714 | 1107.94 | 1146.094 | 3602.383 | 3637.095 | 3653.077 | 1101.6 | 1108.92 | 1143.793
2009 | 15.8613 | 15.9509 | 10.2959 | 12.6727 | 18.9164 | 21.8723 | [6 empty] | 4.665 | 4.5215 | 4.665 | 4.1409 | 4.3786 | 4.665 | 4.665 | 10.4785 | 10.2174 | 5.562 | 7.5823 | 13.1692 | 16.1546 | 16.3006 | 17.6476 | 11.3419 | 14.7852 | 18.1692 | 18.8489 | 0.063636 | 0.018182 | 0.0090909 | 0 | 3622.7838 | 3637 | 3574 | 3611 | 3642 | 3648 | 0.42285 | 0.43857 | 0.36032 | 0.41207 | 0.46018 | 0.46258 | 9.5736 | 8.23 | 8.23 | 8.23 | 10.779 | 12.8557 | [6 empty] | 14.3228 | 12.9181 | 11.6663 | 12.0975 | 16.0553 | 18.9793 | 0.063636 | 0.027273 | 0 | 0 | 1106.0991 | 1093 | 1078 | 1083 | 1126 | 1154 | 0.61063 | 0.58156 | 0.57411 | 0.57783 | 0.62852 | 0.69679 | 10.0997 | 10 | 10 | 10 | 10 | 10.4 | #DIV/0! | #DIV/0! | #DIV/0! | 0 | 0 | 0 | 0 | 0 | 0 | 0% | 0 | 0 | 0 | 0 | 0 | 0 | 0 | 0% | 0 | 0.14348 | 0 | 0 | 0 | 0.28641 | 0.52409 | 0.91231 | 33.33% | 0.43043 | 0 | 0 | 0 | 0 | 0 | 0 | 0 | 0% | 0 | 0.59972 | 0.5 | 0.5 | 0.5 | 0.5 | 0.9 | 1.1688 | 100% | 0.59972 | 4227.134 | 3714.7579 | 3302.007 | 3508.3824 | 487988% | 5861.276 | 100% | 4223.3416 | 4094.2261 | 3989.3628 | 4025.837 | 440426% | 4656.2931 | 100% | 8450.4756 |  | 3663.348 | 3652.51 | 2009 | 3588.33 | 3642.82 | 3663.348 | 1087.566 | 1110.2 | 1159.884 |  |  |  | 1087.566 | 1110.2 | 1159.884 | 3583.931 | 3640.33 | 3665.627 | 1088.546 | 1107.595 | 1156.753
2010 | 15.8613 | 15.9509 | 10.2959 | 12.6727 | 18.9164 | 21.8723 | [6 empty] | 4.68 | 4.536 | 4.68 | 4.1544 | 4.3921 | 4.68 | 4.68 | 10.464 | 10.2024 | 5.5485 | 7.5688 | 13.1542 | 16.1396 | 16.6027 | 17.8745 | 10.4908 | 15.0656 | 18.4189 | 19.4288 | 0.090909 | 0.045455 | 0.027273 | 0.0090909 | 3624.4144 | 3639 | 3563 | 3614 | 3644 | 3654 | 0.43174 | 0.46992 | 0.37972 | 0.43393 | 0.47246 | 0.47246 | 9.7038 | 8.23 | 8.23 | 8.23 | 11.0977 | 13.5002 | [6 empty] | 14.242 | 12.6733 | 10.5813 | 10.7891 | 17.2252 | 19.7301 | 0.090909 | 0.045455 | 0 | 0 | 1103.5856 | 1090 | 1064 | 1067 | 1137.5 | 1160 | 0.60566 | 0.56418 | 0.52992 | 0.54119 | 0.64917 | 0.74677 | 10.0419 | 10 | 9.5 | 10 | 10.4 | 10.5 | #DIV/0! | #DIV/0! | #DIV/0! | 0.12162 | 0 | 0 | 0 | 0 | 0.5 | 24.32% | 0.5 | 0 | 0 | 0 | 0 | 0 | 0 | 0% | 0 | 0.14398 | 0 | 0 | 0 | 0.28791 | 0.52559 | 0.91381 | 33.33% | 0.43193 | 0.12162 | 0 | 0 | 0 | 0 | 0.5 | 0.5 | 24.32% | 0.5 | 0.54188 | 0.5 | 0 | 0.5 | 0.9 | 1 | 2.7589 | 75.68% | 0.71605 | 4313.0921 | 3744.7761 | 3215.7046 | 3540.2768 | 512951% | 6271.9524 | 100% | 4176.31 | 4030.3963 | 3651.2928 | 3870.8218 | 455198% | 4796.8099 | 100% | 8489.4021 |  | 3671.15 | 3665.022 | 2010 | 3570.472 | 3644.55 | 3671.15 | 1077.46 | 1112.73 | 1167.318 |  |  |  | 1077.46 | 1112.73 | 1167.318 | 3568.458 | 3640.86 | 3671.589 | 1075.097 | 1110.39 | 1167.502
2011 | 15.8613 | 15.9509 | 10.2959 | 12.6727 | 18.9164 | 21.8723 | [6 empty] | 4.695 | 4.5505 | 4.695 | 4.1679 | 4.4056 | 4.695 | 4.695 | 10.4495 | 10.1874 | 5.535 | 7.5553 | 13.1392 | 16.1246 | 16.8631 | 18.349 | 11.0409 | 14.5851 | 18.6548 | 20.5815 | 0.15455 | 0.063636 | 0.036364 | 0.018182 | 3625.991 | 3643 | 3570 | 3609 | 3646 | 3663 | 0.43766 | 0.46992 | 0.38807 | 0.44457 | 0.47755 | 0.47755 | 9.7288 | 8.23 | 8.23 | 8.23 | 10.8813 | 13.5052 | [6 empty] | 14.2193 | 12.4211 | 9.5018 | 10.1154 | 17.5508 | 21.0243 | 0.15455 | 0.072727 | 0 | 0.018182 | 1101.8919 | 1087 | 1049 | 1057.5 | 1140.5 | 1171 | 0.60463 | 0.55673 | 0.49758 | 0.50451 | 0.68145 | 0.77177 | 10.0086 | 10 | 9.5 | 9.5 | 10.4 | 10.5 | #DIV/0! | #DIV/0! | #DIV/0! | 0.22973 | 0 | 0 | 0 | 0.5 | 0.5 | 45.95% | 0.5 | 0 | 0 | 0 | 0 | 0 | 0 | 0% | 0 | 0.14448 | 0 | 0 | 0 | 0.28941 | 0.52709 | 0.91531 | 33.33% | 0.43343 | 0.22973 | 0 | 0 | 0 | 0.5 | 0.5 | 0.5 | 45.95% | 0.5 | 0.50862 | 0.5 | 0 | 0 | 0.9 | 1 | 6.404 | 54.05% | 0.94095 | 4299.4239 | 3774.7944 | 3260.7319 | 3547.7814 | 500438% | 6366.7334 | 98.2% | 4124.4652 | 3993.9221 | 3530.0162 | 3581.9919 | 466192% | 4916.4907 | 99.1% | 8423.8891 |  | 3684.846 | 3674.22 | 2011 | 3576.908 | 3648 | 3684.846 | 1071.012 | 1111.05 | 1178.66 |  |  |  | 1071.012 | 1111.05 | 1178.66 | 3549.521 | 3641.455 | 3680.863 | 1069.72 | 1112.225 | 1175.356
2012 | 15.8613 | 15.9509 | 10.2959 | 12.6727 | 18.9164 | 21.8723 | [6 empty] | 4.71 | 4.564 | 4.71 | 4.1814 | 4.4191 | 4.71 | 4.71 | 10.436 | 10.1724 | 5.5324 | 7.5418 | 13.1242 | 16.1096 | 17.1507 | 18.5052 | 11.0413 | 15.0657 | 19.0537 | 21.2284 | 0.2 | 0.10909 | 0.063636 | 0.018182 | 3627.991 | 3645 | 3570 | 3613.5 | 3649 | 3678 | 0.44288 | 0.47755 | 0.40477 | 0.45439 | 0.4839 | 0.51314 | 9.6805 | 8.23 | 8.23 | 8.23 | 10.8467 | 13.4317 | [6 empty] | 14.1533 | 12.1505 | 8.7343 | 9.5912 | 19.0189 | 23.0217 | 0.19091 | 0.10909 | 0 | 0.0090909 | 1099.4595 | 1084 | 1038 | 1051 | 1154 | 1186 | 0.60459 | 0.55007 | 0.46085 | 0.48209 | 0.69258 | 0.82017 | 10.0046 | 10 | 9.5 | 9.5 | 10.4 | 10.5 | #DIV/0! | #DIV/0! | #DIV/0! | 0.23874 | 0 | 0 | 0 | 0.5 | 0.5 | 47.75% | 0.5 | 0 | 0 | 0 | 0 | 0 | 0 | 0% | 0 | 0.14603 | 0 | 0 | 0 | 0.29091 | 0.52859 | 0.91681 | 33.33% | 0.43809 | 0.23874 | 0 | 0 | 0 | 0.5 | 0.5 | 0.5 | 47.75% | 0.5 | 0.50458 | 0.5 | 0 | 0 | 0.9 | 1 | 6.9415 | 52.25% | 0.96566 | 4299.1158 | 3789.8035 | 3253.2274 | 3510.2586 | 508025% | 6462.5027 | 98.2% | 3494.8232 | 3893.6181 | 0 | 3501.8627 | 471910% | 5007.4482 | 81.08% | 7793.939 |  | 3693.778 | 3684.02 | 2012 | 3571.44 | 3646.03 | 3693.778 | 1064.854 | 1107.75 | 1193.704 |  |  |  | 1064.854 | 1107.75 | 1193.704 | 3537.069 | 3642.13 | 3686.044 | 1063.643 | 1110.875 | 1180.823
2013 | 15.8613 | 15.9509 | 10.2959 | 12.6727 | 18.9164 | 21.8723 | [6 empty] | 4.725 | 4.5795 | 4.725 | 4.1949 | 4.4326 | 4.725 | 4.725 | 10.4205 | 10.1574 | 5.508 | 7.5283 | 13.1092 | 16.0946 | 17.4213 | 18.7306 | 10.718 | 14.9475 | 19.5086 | 22.9517 | 0.23636 | 0.11818 | 0.081818 | 0.036364 | 3630.2072 | 3646 | 3566 | 3613 | 3653 | 3678 | 0.44871 | 0.48263 | 0.43377 | 0.45693 | 0.5017 | 0.52407 | 9.6776 | 8.23 | 8.23 | 8.23 | 10.6197 | 13.4822 | [6 empty] | 14.0675 | 12.0729 | 7.7169 | 9.1488 | 19.4891 | 23.1425 | 0.23636 | 0.11818 | 0 | 0.018182 | 1096.6126 | 1083 | 1023 | 1044.5 | 1158 | 1187 | 0.6028 | 0.54341 | 0.43427 | 0.46585 | 0.74677 | 0.8855 | 10.0236 | 9.5 | 9.5 | 9.5 | 10.5 | 10.5 | #DIV/0! | #DIV/0! | #DIV/0! | 0.25676 | 0.5 | 0 | 0 | 0.5 | 0.5 | 51.35% | 0.5 | 0 | 0 | 0 | 0 | 0 | 0 | 0% | 0 | 0.14548 | 0 | 0 | 0 | 0.29241 | 0.53009 | 0.91831 | 33.33% | 0.43643 | 0.25676 | 0.5 | 0 | 0 | 0.5 | 0.5 | 0.5 | 51.35% | 0.5 | 0.52363 | 0 | 0 | 0 | 1 | 1 | 5.0511 | 48.65% | 1.0764 | 4316.8195 | 3786.0512 | 3275.741 | 3530.8961 | 511278% | 6369.2931 | 98.2% | 3291.6889 | 3841.8704 | 0 | 1736.8546 | 483989% | 5136.7036 | 74.77% | 7608.5085 |  | 3696.746 | 3684.014 | 2013 | 3569.772 | 3648.59 | 3696.746 | 1061.552 | 1110.03 | 1196.394 |  |  |  | 1061.552 | 1110.03 | 1196.394 | 3536.84 | 3642.835 | 3687.856 | 1057.403 | 1109.02 | 1185.024
2014 | 15.8613 | 15.9509 | 10.2959 | 12.6727 | 18.9164 | 21.8723 | [6 empty] | 4.74 | 4.594 | 4.74 | 4.2084 | 4.4461 | 4.74 | 4.74 | 10.406 | 10.1424 | 5.4945 | 7.5148 | 13.0942 | 16.0796 | 17.6207 | 18.9454 | 10.8602 | 14.4821 | 20.21 | 23.3341 | 0.27273 | 0.14545 | 0.1 | 0.045455 | 3631.8829 | 3648 | 3568 | 3608 | 3658.5 | 3684 | 0.45413 | 0.49026 | 0.44337 | 0.48263 | 0.50698 | 0.52991 | 9.7351 | 8.23 | 8.23 | 8.23 | 10.649 | 13.4678 | [6 empty] | 14.0211 | 11.9572 | 6.9261 | 8.7004 | 20.2043 | 23.6963 | 0.27273 | 0.14545 | 0 | 0.027273 | 1094.8649 | 1081 | 1009 | 1038 | 1163.5 | 1191 | 0.60002 | 0.54119 | 0.40363 | 0.4496 | 0.76344 | 0.88979 | 10.0438 | 9.5 | 9.5 | 9.5 | 10.5 | 10.5048 | #DIV/0! | #DIV/0! | #DIV/0! | 0.25676 | 0.5 | 0 | 0 | 0.5 | 0.5 | 51.35% | 0.5 | 0.042532 | 0 | 0 | 0 | 0 | 0 | 9.91% | 0.42918 | 0.14598 | 0 | 0 | 0 | 0.29391 | 0.53159 | 0.91981 | 33.33% | 0.43793 | 0.29929 | 0.5 | 0 | 0 | 0.5 | 0.5 | 1.285 | 51.35% | 0.58282 | 0.58631 | 0 | 0 | 0 | 1 | 1.0048 | 6.5144 | 48.65% | 1.2052 | 4407.3156 | 3804.8126 | 3253.2274 | 3521.5154 | 515492% | 6530.9289 | 100% | 3077.8572 | 3880.8522 | 0 | 0 | 489016% | 5220.4926 | 67.57% | 7485.1728 |  | 3697.518 | 3684.12 | 2014 | 3572.938 | 3650.67 | 3697.518 | 1059.198 | 1103.07 | 1200.508 |  |  |  | 1059.198 | 1103.07 | 1200.508 | 3535.837 | 3642.305 | 3691.301 | 1052.655 | 1105.56 | 1188.237
2015 | 15.8613 | 15.9509 | 10.2959 | 12.6727 | 18.9164 | 21.8723 | [6 empty] | 4.755 | 4.6085 | 4.755 | 4.2219 | 4.4596 | 4.755 | 4.755 | 10.3915 | 10.1274 | 5.481 | 7.5013 | 13.0792 | 16.0646 | 17.8091 | 18.6065 | 11.5136 | 15.1968 | 20.3155 | 23.5741 | 0.26364 | 0.19091 | 0.1 | 0.054545 | 3633.6126 | 3645 | 3576 | 3615 | 3659 | 3684 | 0.45853 | 0.49535 | 0.45057 | 0.47755 | 0.53137 | 0.54158 | 9.7281 | 8.23 | 8.23 | 8.23 | 10.6711 | 13.4345 | [6 empty] | 13.9905 | 12.0292 | 6.8711 | 8.2416 | 20.3586 | 23.8512 | 0.26364 | 0.19091 | 0 | 0.036364 | 1093.6847 | 1082 | 1008 | 1031 | 1165.5 | 1192 | 0.59833 | 0.53676 | 0.37484 | 0.43427 | 0.78717 | 0.90657 | 10.0223 | 9.5 | 8.9471 | 9.5 | 10.5 | 10.5959 | #DIV/0! | #DIV/0! | #DIV/0! | 0.26577 | 0.5 | 0 | 0 | 0.5 | 0.5 | 53.15% | 0.5 | 0.091831 | 0 | 0 | 0 | 0 | 0.55287 | 14.41% | 0.63708 | 0.14648 | 0 | 0 | 0 | 0.29541 | 0.53309 | 0.92131 | 33.33% | 0.43943 | 0.3576 | 0.5 | 0 | 0 | 0.5 | 1.0529 | 1.536 | 53.15% | 0.67277 | 0.61417 | 0 | 0 | 0 | 1 | 1.0959 | 6.9075 | 46.85% | 1.311 | 4398.1198 | 3804.8126 | 3332.0253 | 3497.1256 | 518905% | 6526.3438 | 99.1% | 3036.0602 | 3776.9008 | 0 | 0 | 492846% | 5270.592 | 65.77% | 7434.18 |  | 3697.864 | 3684.12 | 2015 | 3580.768 | 3649.32 | 3697.864 | 1054.478 | 1109.01 | 1202.492 |  |  |  | 1054.478 | 1109.01 | 1202.492 | 3532.461 | 3643.335 | 3694.783 | 1048.503 | 1104.88 | 1191.499
2016 | 15.8613 | 15.9509 | 10.2959 | 12.6727 | 18.9164 | 21.8723 | [6 empty] | 4.77 | 4.623 | 4.77 | 4.2354 | 4.4731 | 4.77 | 4.77 | 10.377 | 10.1124 | 5.4675 | 7.4878 | 13.0642 | 16.0496 | 18.0185 | 18.738 | 11.1761 | 14.7191 | 19.9794 | 24.3517 | 0.25455 | 0.2 | 0.11818 | 0.045455 | 3635.6036 | 3646 | 3572 | 3610.5 | 3656.5 | 3688 | 0.46257 | 0.50043 | 0.47246 | 0.49662 | 0.53429 | 0.54158 | 9.6868 | 8.23 | 8.23 | 8.23 | 10.674 | 13.1618 | [6 empty] | 13.9419 | 11.8549 | 6.8667 | 7.4491 | 19.9831 | 24.3625 | 0.25455 | 0.2 | 0 | 0.036364 | 1092.4865 | 1080 | 1008 | 1018 | 1162 | 1195 | 0.59693 | 0.53898 | 0.37278 | 0.41997 | 0.79597 | 0.91048 | 10.0007 | 9.5 | 8.7305 | 9.5 | 10.5 | 10.8934 | #DIV/0! | #DIV/0! | #DIV/0! | 0.26126 | 0.5 | 0 | 0 | 0.5 | 0.5 | 52.25% | 0.5 | 0.12136 | 0 | 0 | 0 | 0 | 0.76947 | 18.02% | 0.67356 | 0.14698 | 0 | 0 | 0 | 0.29691 | 0.53459 | 0.92281 | 33.33% | 0.44093 | 0.38262 | 0.5 | 0 | 0 | 0.5 | 1.2695 | 1.7298 | 52.25% | 0.73226 | 0.62207 | 0 | 0 | 0 | 1 | 1.3934 | 6.8963 | 47.75% | 1.3028 | 4393.7575 | 3816.0695 | 3347.0344 | 3540.2768 | 509560% | 6556.2692 | 99.1% | 3105.095 | 3720.5938 | 0 | 0 | 489016% | 5413.1411 | 67.57% | 7498.8524 |  | 3698.68 | 3684.12 | 2016 | 3583.506 | 3650.33 | 3698.68 | 1050.576 | 1101.75 | 1210.874 |  |  |  | 1050.576 | 1101.75 | 1210.874 | 3536.733 | 3643.305 | 3694.401 | 1039.537 | 1105.305 | 1194.498
2017 | 15.8613 | 15.9509 | 10.2959 | 12.6727 | 18.9164 | 21.8723 | 15.8613 | 15.4454 | 13.6861 | 14.5367 | 17.1506 | 18.7009 | 4.785 | 4.6375 | 4.785 | 4.2489 | 4.4866 | 4.785 | 4.785 | 10.3625 | 10.0974 | 5.454 | 7.4743 | 13.0492 | 16.0346 | 18.2466 | 18.9248 | 11.5323 | 14.7527 | 20.0797 | 24.7569 | 0.25455 | 0.21818 | 0.16364 | 0.063636 | 3637.5495 | 3648 | 3576 | 3610.5 | 3657 | 3692 | 0.46696 | 0.5106 | 0.49535 | 0.50424 | 0.53866 | 0.56202 | 9.6476 | 8.23 | 8.23 | 8.23 | 10.3624 | 12.8307 | 9.6461 | 9.2981 | 8.23 | 8.6769 | 10.4324 | 11.4675 | 14.0349 | 11.3627 | 6.8666 | 7.9239 | 20.195 | 24.6561 | 0.26364 | 0.21818 | 0 | 0.054545 | 1093.0901 | 1074 | 1008 | 1026 | 1164 | 1197 | 0.59529 | 0.53454 | 0.37278 | 0.39339 | 0.78057 | 0.92223 | 9.8188 | 9.5 | 8.7162 | 9.5 | 10 | 10.4225 | #DIV/0! | #DIV/0! | #DIV/0! | 0.27027 | 0.5 | 0 | 0 | 0.5 | 0.5 | 54.05% | 0.5 | 0.16426 | 0 | 0 | 0 | 0 | 0.78378 | 20.72% | 0.79275 | 0.14748 | 0 | 0 | 0 | 0.29841 | 0.53609 | 0.92431 | 33.33% | 0.44243 | 0.43453 | 0.5 | 0 | 0 | 0.5 | 1.2838 | 1.7519 | 54.05% | 0.80389 | 0.48304 | 0 | 0 | 0 | 0.5 | 0.92252 | 6.5123 | 45.95% | 1.0513 | 4415.3778 | 3819.8217 | 3298.2547 | 3557.1621 | 513535% | 6540.1335 | 100% | 2980.8051 | 3711.9311 | 0 | 0 | 468465% | 5189.0841 | 65.77% | 7396.1829 |  | 3698.538 | 3684.112 | 2017 | 3577.536 | 3647.78 | 3698.538 | 1043.988 | 1101.4 | 1210.642 |  |  |  | 1043.988 | 1101.4 | 1210.642 | 3534.811 | 3642.95 | 3697.373 | 1031.392 | 1103.895 | 1197.416
2018 | 15.8613 | 15.9509 | 10.2959 | 12.6727 | 18.9164 | 21.8723 | 15.8613 | 15.4454 | 13.6861 | 14.5367 | 17.1506 | 18.7009 | 4.8 | 4.652 | 4.8 | 4.2624 | 4.5001 | 4.8 | 4.8 | 10.348 | 10.0824 | 5.4405 | 7.4608 | 13.0342 | 16.0196 | 18.4139 | 19.2955 | 11.5205 | 14.675 | 20.4398 | 25.5437 | 0.41818 | 0.20909 | 0.18182 | 0.081818 | 3638.9459 | 3651 | 3576 | 3610 | 3660 | 3696 | 0.47166 | 0.51314 | 0.50806 | 0.50806 | 0.56202 | 0.57961 | 9.6945 | 8.23 | 8.23 | 8.23 | 10.5628 | 13.1913 | 9.6856 | 9.3517 | 8.23 | 8.6446 | 10.6636 | 11.5503 | 14.1303 | 11.6419 | 6.8666 | 7.7364 | 20.5261 | 24.9521 | 0.27273 | 0.22727 | 0 | 0.063636 | 1093.7207 | 1077 | 1008 | 1023 | 1166.5 | 1199 | 0.59841 | 0.52068 | 0.37278 | 0.40976 | 0.78937 | 0.93006 | 9.86 | 9.5 | 8.7162 | 9.5 | 10 | 10.7154 | #DIV/0! | #DIV/0! | #DIV/0! | 0.27928 | 0.5 | 0 | 0 | 0.5 | 0.5 | 55.86% | 0.5 | 0.16146 | 0 | 0 | 0 | 0 | 0.78379 | 20.72% | 0.77923 | 0.14798 | 0 | 0 | 0 | 0.29991 | 0.53759 | 0.92581 | 33.33% | 0.44393 | 0.44074 | 0.5 | 0 | 0 | 0.5 | 1.2838 | 1.763 | 55.86% | 0.78907 | 0.52148 | 0 | 0 | 0 | 0.5 | 1.2154 | 6.8629 | 44.14% | 1.1813 | 4452.6077 | 3842.3354 | 3328.273 | 3536.5246 | 518084% | 6621.1904 | 100% | 3005.4087 | 3698.9372 | 0 | 0 | 469149% | 5369.8746 | 65.77% | 7458.0163 |  | 3698.334 | 3684.11 | 2018 | 3583.822 | 3649.29 | 3698.334 | 1040.054 | 1094.41 | 1210.94 |  |  |  | 1040.054 | 1094.41 | 1210.94 | 3533.771 | 3641.415 | 3697.267 | 1026.076 | 1103.225 | 1201.673
2019 | 15.8613 | 15.9509 | 10.2959 | 12.6727 | 18.9164 | 21.8723 | 15.8613 | 15.4454 | 13.6861 | 14.5367 | 17.1506 | 18.7009 | 4.815 | 4.6665 | 4.815 | 4.2759 | 4.5136 | 4.815 | 4.815 | 10.3335 | 10.0674 | 5.427 | 7.4473 | 13.0192 | 16.0046 | 18.5279 | 19.3027 | 11.2652 | 14.7438 | 20.8123 | 25.9215 | 0.46364 | 0.23636 | 0.2 | 0.1 | 3639.8919 | 3651 | 3573 | 3610.5 | 3662.5 | 3698 | 0.47511 | 0.52699 | 0.51314 | 0.51314 | 0.57235 | 0.60658 | 9.7344 | 8.23 | 8.23 | 8.23 | 10.4411 | 13.1018 | 9.7017 | 9.3556 | 8.23 | 8.705 | 10.6436 | 11.5504 | 14.2222 | 11.266 | 6.8666 | 8.0775 | 20.8518 | 25.1535 | 0.28182 | 0.23636 | 0 | 0.072727 | 1094.4865 | 1073 | 1008 | 1028 | 1169 | 1201 | 0.60136 | 0.52761 | 0.37278 | 0.40363 | 0.80037 | 0.93789 | 9.9005 | 9.5 | 8.7162 | 9.5 | 10 | 10.8879 | #DIV/0! | #DIV/0! | #DIV/0! | 0.28829 | 0.5 | 0 | 0 | 0.5 | 0.5 | 57.66% | 0.5 | 0.1675 | 0 | 0 | 0 | 0 | 0.78379 | 20.72% | 0.80838 | 0.14848 | 0 | 0 | 0 | 0.30141 | 0.53909 | 0.92731 | 33.33% | 0.44543 | 0.45579 | 0.5 | 0 | 0 | 0.5 | 1.2838 | 1.763 | 57.66% | 0.79051 | 0.56804 | 0 | 0 | 0 | 0.5 | 1.3879 | 7.117 | 42.34% | 1.3416 | 4483.2709 | 3849.84 | 3335.7775 | 3527.1439 | 516776% | 6641.612 | 100% | 3005.2177 | 3707.5998 | 0 | 0 | 475304% | 5510.1489 | 64.86% | 7488.4886 |  | 3698.912 | 3684.11 | 2019 | 3577.008 | 3653.35 | 3698.912 | 1039.3 | 1100.52 | 1212.506 |  |  |  | 1039.3 | 1100.52 | 1212.506 | 3535.123 | 3642.365 | 3697.647 | 1020.791 | 1104.98 | 1199.507
2020 | 15.8613 | 15.9509 | 10.2959 | 12.6727 | 18.9164 | 21.8723 | 15.8613 | 15.4454 | 13.6861 | 14.5367 | 17.1506 | 18.7009 | 4.83 | 4.681 | 4.83 | 4.2894 | 4.5271 | 4.83 | 4.83 | 10.319 | 10.0524 | 5.4135 | 7.4338 | 13.0042 | 15.9896 | 18.5969 | 19.381 | 11.6074 | 14.4466 | 21.3999 | 26.0526 | 0.48182 | 0.22727 | 0.19091 | 0.12727 | 3640.4414 | 3652 | 3577 | 3608 | 3667 | 3699 | 0.47755 | 0.54158 | 0.51569 | 0.51988 | 0.60209 | 0.62456 | 9.7664 | 8.23 | 8.23 | 8.23 | 10.749 | 13.7376 | 9.708 | 9.3889 | 8.23 | 8.7316 | 10.6178 | 11.5623 | 14.3037 | 11.5849 | 6.8666 | 7.6257 | 21.4207 | 25.2069 | 0.29091 | 0.23636 | 0 | 0.081818 | 1094.991 | 1077 | 1008 | 1021 | 1173.5 | 1201 | 0.6038 | 0.51837 | 0.37278 | 0.41384 | 0.81137 | 0.94592 | 9.9408 | 9.5 | 8.7162 | 9.5 | 10 | 10.9689 | #DIV/0! | #DIV/0! | #DIV/0! | 0.27477 | 0.5 | 0 | 0 | 0.5 | 0.5 | 54.95% | 0.5 | 0.16203 | 0 | 0 | 0 | 0 | 0.78379 | 19.82% | 0.81752 | 0.14898 | 0 | 0 | 0 | 0.30291 | 0.54059 | 0.92881 | 33.33% | 0.44693 | 0.43681 | 0.5 | 0 | 0 | 0.5 | 1.2838 | 1.763 | 54.95% | 0.79484 | 0.60282 | 0 | 0 | 0 | 0.5 | 1.4689 | 7.7759 | 45.05% | 1.3383 | 4506.0761 | 3861.0968 | 3271.9888 | 3506.5063 | 518460% | 6663.235 | 100% | 2968.4574 | 3729.2564 | 0 | 0 | 474392% | 5522.6417 | 63.06% | 7474.5335 |  | 3698.594 | 3684.122 | 2020 | 3580.002 | 3657.07 | 3698.594 | 1034.992 | 1102.67 | 1210.998 |  |  |  | 1034.992 | 1102.67 | 1210.998 | 3534.822 | 3643.205 | 3696.966 | 1016.891 | 1100.98 | 1201.561
2021 | 15.8613 | 15.9509 | 10.2959 | 12.6727 | 18.9164 | 21.8723 | 15.8613 | 15.4454 | 13.6861 | 14.5367 | 17.1506 | 18.7009 | 4.845 | 4.6955 | 4.845 | 4.3029 | 4.5406 | 4.845 | 4.845 | 10.3045 | 10.0374 | 5.4 | 7.4203 | 12.9892 | 15.9746 | 18.6587 | 19.5152 | 11.963 | 14.7157 | 21.3906 | 26.074 | 0.48182 | 0.24545 | 0.19091 | 0.13636 | 3640.8198 | 3653 | 3581 | 3610.5 | 3667 | 3699 | 0.47887 | 0.55034 | 0.52407 | 0.53283 | 0.61407 | 0.63355 | 9.7584 | 8.23 | 8.23 | 8.23 | 10.7649 | 13.3788 | 9.711 | 9.44 | 8.23 | 8.6097 | 10.7602 | 11.6143 | 14.36 | 11.2546 | 6.8666 | 7.5282 | 21.3781 | 25.2251 | 0.3 | 0.24545 | 0 | 0.072727 | 1095.2703 | 1073 | 1008 | 1019.5 | 1173 | 1201 | 0.60617 | 0.52761 | 0.37278 | 0.39955 | 0.83117 | 0.94592 | 9.956 | 9.5 | 8.7162 | 9.5 | 10 | 10.9844 | #DIV/0! | #DIV/0! | #DIV/0! | 0.27928 | 0.5 | 0 | 0 | 0.5 | 0.5 | 55.86% | 0.5 | 0.16314 | 0 | 0 | 0 | 0 | 0.78379 | 21.62% | 0.75451 | 0.14948 | 0 | 0 | 0 | 0.30441 | 0.54209 | 0.93031 | 33.33% | 0.44843 | 0.44242 | 0.5 | 0 | 0 | 0.5 | 1.2838 | 1.763 | 55.86% | 0.79207 | 0.61914 | 0 | 0 | 0 | 0.5 | 1.4844 | 7.7479 | 44.14% | 1.4025 | 4506.8411 | 3868.6014 | 3373.3003 | 3487.7449 | 522676% | 6667.2054 | 100% | 3016.4877 | 3703.2685 | 0 | 0 | 477356% | 5551.2447 | 63.96% | 7523.3288 |  | 3697.846 | 3684.11 | 2021 | 3576.174 | 3658.29 | 3697.846 | 1027.472 | 1103.75 | 1208.618 |  |  |  | 1027.472 | 1103.75 | 1208.618 | 3532.542 | 3645.86 | 3697.101 | 1016.34 | 1102.375 | 1200.269
2022 | 15.8613 | 15.9509 | 10.2959 | 12.6727 | 18.9164 | 21.8723 | 15.8613 | 15.4454 | 13.6861 | 14.5367 | 17.1506 | 18.7009 | 4.86 | 4.71 | 4.86 | 4.3164 | 4.5541 | 4.86 | 4.86 | 10.29 | 10.0224 | 5.3865 | 7.4068 | 12.9742 | 15.9596 | 18.7422 | 19.6245 | 11.525 | 15.0422 | 21.7266 | 26.0723 | 0.48182 | 0.25455 | 0.19091 | 0.12727 | 3641.6847 | 3654 | 3576 | 3613.5 | 3669.5 | 3699 | 0.48008 | 0.58261 | 0.52699 | 0.53866 | 0.62006 | 0.63355 | 9.7192 | 8.23 | 8.23 | 8.23 | 10.5326 | 13.4971 | 9.7148 | 9.4711 | 8.23 | 8.5975 | 10.7906 | 11.673 | 14.3816 | 10.9727 | 6.8666 | 7.2381 | 21.7838 | 25.2215 | 0.32727 | 0.25455 | 0 | 0.072727 | 1095.0541 | 1069 | 1008 | 1014.5 | 1176.5 | 1201 | 0.60841 | 0.51837 | 0.37278 | 0.39646 | 0.82897 | 0.94592 | 9.95 | 9.5 | 8.7162 | 9.5 | 10 | 10.9725 | #DIV/0! | #DIV/0! | #DIV/0! | 0.27477 | 0.5 | 0 | 0 | 0.5 | 0.5 | 54.95% | 0.5 | 0.17029 | 0 | 0 | 0 | 0 | 0.78379 | 20.72% | 0.82182 | 0.14998 | 0 | 0 | 0 | 0.30591 | 0.54359 | 0.93181 | 33.33% | 0.44993 | 0.44506 | 0.5 | 0 | 0 | 0.5 | 1.2838 | 1.763 | 54.95% | 0.80987 | 0.62032 | 0 | 0 | 0 | 0.5 | 1.4725 | 7.7694 | 45.05% | 1.3771 | 4493.6604 | 3864.8491 | 3332.0253 | 3532.7723 | 518509% | 6659.0896 | 100% | 2927.338 | 3659.9554 | 0 | 0 | 477876% | 5549.3468 | 61.26% | 7420.9984 |  | 3698.534 | 3684.1 | 2022 | 3580.526 | 3657.25 | 3698.534 | 1025.948 | 1099.01 | 1207.982 |  |  |  | 1025.948 | 1099.01 | 1207.982 | 3526.54 | 3645.165 | 3695.254 | 1016.921 | 1104.93 | 1196.918
2023 | 15.8613 | 15.9509 | 10.2959 | 12.6727 | 18.9164 | 21.8723 | 15.8613 | 15.4454 | 13.6861 | 14.5367 | 17.1506 | 18.7009 | 4.875 | 4.7245 | 4.875 | 4.3299 | 4.5676 | 4.875 | 4.875 | 10.2755 | 10.0074 | 5.373 | 7.3933 | 12.9592 | 15.9446 | 18.8496 | 19.7442 | 11.855 | 15.3586 | 21.9221 | 26.0528 | 0.48182 | 0.24545 | 0.19091 | 0.12727 | 3642.5315 | 3655 | 3580 | 3616.5 | 3670.5 | 3699 | 0.48206 | 0.59459 | 0.53866 | 0.55764 | 0.62606 | 0.63355 | 9.6767 | 8.23 | 8.23 | 8.23 | 10.3656 | 13.5634 | 9.7147 | 9.4339 | 8.23 | 8.5632 | 10.7661 | 11.6759 | 14.3879 | 10.512 | 6.8666 | 7.4443 | 21.9249 | 25.2178 | 0.32727 | 0.24545 | 0 | 0.081818 | 1094.9009 | 1063 | 1008 | 1018 | 1177.5 | 1201 | 0.60877 | 0.50913 | 0.37278 | 0.38618 | 0.84437 | 0.94592 | 9.9229 | 9.5 | 8.7162 | 9.5 | 10 | 10.9626 | #DIV/0! | #DIV/0! | #DIV/0! | 0.28378 | 0.5 | 0 | 0 | 0.5 | 0.5 | 56.76% | 0.5 | 0.18308 | 0 | 0 | 0 | 0 | 0.78379 | 24.32% | 0.75268 | 0.15048 | 0 | 0 | 0 | 0.30741 | 0.54509 | 0.93331 | 33.33% | 0.45143 | 0.46687 | 0.5 | 0 | 0 | 0.5 | 1.2838 | 1.763 | 56.76% | 0.82258 | 0.60595 | 0 | 0 | 0 | 0.5 | 1.4626 | 7.7563 | 43.24% | 1.4012 | 4480.3712 | 3876.106 | 3294.5024 | 3551.5337 | 511056% | 6652.9129 | 100% | 2799.2848 | 3629.6363 | 0 | 0 | 478603% | 5547.4532 | 57.66% | 7279.6561 |  | 3696.95 | 3684.1 | 2023 | 3581.498 | 3655.66 | 3696.95 | 1026.026 | 1102.38 | 1206.048 |  |  |  | 1026.026 | 1102.38 | 1206.048 | 3522.781 | 3646.65 | 3694.379 | 1016.279 | 1104.025 | 1197.532
2024 | 15.8613 | 15.9509 | 10.2959 | 12.6727 | 18.9164 | 21.8723 | 15.8613 | 15.4454 | 13.6861 | 14.5367 | 17.1506 | 18.7009 | 4.89 | 4.739 | 4.89 | 4.3434 | 4.5811 | 4.89 | 4.89 | 10.261 | 9.9924 | 5.3595 | 7.3798 | 12.9442 | 15.9296 | 18.9476 | 19.8839 | 12.2014 | 15.2908 | 22.1134 | 26.0342 | 0.48182 | 0.26364 | 0.19091 | 0.12727 | 3643.4324 | 3656 | 3584 | 3616 | 3672.5 | 3699 | 0.48417 | 0.60958 | 0.55034 | 0.57669 | 0.63355 | 0.63355 | 9.6702 | 8.23 | 8.23 | 8.23 | 10.3415 | 13.5828 | 9.7082 | 9.3709 | 8.23 | 8.5706 | 10.7354 | 11.6904 | 14.3751 | 10.4894 | 6.8666 | 7.592 | 22.2751 | 25.2141 | 0.32727 | 0.26364 | 0 | 0.081818 | 1094.6036 | 1063 | 1008 | 1020.5 | 1180.5 | 1201 | 0.609 | 0.49527 | 0.37278 | 0.39339 | 0.84877 | 0.94592 | 9.9356 | 9.5 | 8.6987 | 9.5 | 10 | 10.9526 | #DIV/0! | #DIV/0! | #DIV/0! | 0.27477 | 0.5 | 0 | 0 | 0.5 | 0.5 | 54.95% | 0.5 | 0.17818 | 0 | 0 | 0 | 0 | 0.80132 | 20.72% | 0.8599 | 0.15098 | 0 | 0 | 0 | 0.30891 | 0.54659 | 0.93481 | 33.33% | 0.45293 | 0.45295 | 0.5 | 0 | 0 | 0.5 | 1.3013 | 1.763 | 54.95% | 0.82423 | 0.61373 | 0 | 0 | 0 | 0.5 | 1.4526 | 7.7412 | 45.05% | 1.3625 | 4484.352 | 3883.6105 | 3358.2912 | 3553.4098 | 509728% | 6645.3363 | 100% | 2677.238 | 3573.3293 | 0 | 0 | 479113% | 5545.553 | 54.05% | 7161.59 |  | 3698.394 | 3684.09 | 2024 | 3579.73 | 3656.08 | 3698.394 | 1022.01 | 1109.88 | 1206.582 |  |  |  | 1022.01 | 1109.88 | 1206.582 | 3522.894 | 3646.69 | 3697.04 | 1016.202 | 1104.575 | 1197.221
2025 | 15.8613 | 15.9509 | 10.2959 | 12.6727 | 18.9164 | 21.8723 | 15.8613 | 15.4454 | 13.6861 | 14.5367 | 17.1506 | 18.7009 | 4.905 | 4.7535 | 4.905 | 4.3569 | 4.5946 | 4.905 | 4.905 | 10.2465 | 9.9774 | 5.346 | 7.3663 | 12.9292 | 15.9146 | 19.0419 | 20.0456 | 12.2762 | 15.4042 | 21.9968 | 26.0412 | 0.50909 | 0.25455 | 0.18182 | 0.12727 | 3644.2072 | 3657 | 3585 | 3617 | 3671 | 3699 | 0.48635 | 0.61857 | 0.56202 | 0.59609 | 0.63355 | 0.63355 | 9.6576 | 8.23 | 8.23 | 8.23 | 10.2989 | 13.6527 | 9.7012 | 9.3402 | 8.23 | 8.5806 | 10.7306 | 11.6949 | 14.3375 | 11.0317 | 6.8666 | 7.218 | 22.1713 | 25.2105 | 0.31818 | 0.26364 | 0 | 0.081818 | 1093.982 | 1070 | 1008 | 1014.5 | 1179 | 1201 | 0.60849 | 0.49527 | 0.37278 | 0.39852 | 0.86191 | 0.94592 | 9.9487 | 9.5 | 8.7162 | 9.5 | 10 | 10.9443 | #DIV/0! | #DIV/0! | #DIV/0! | 0.27477 | 0.5 | 0 | 0 | 0.5 | 0.5 | 54.95% | 0.5 | 0.16492 | 0 | 0 | 0 | 0 | 0.78379 | 20.72% | 0.79591 | 0.15148 | 0 | 0 | 0 | 0.31041 | 0.54809 | 0.93631 | 33.33% | 0.45443 | 0.43969 | 0.5 | 0 | 0 | 0.5 | 1.2838 | 1.763 | 54.95% | 0.8001 | 0.61365 | 0 | 0 | 0 | 0.5 | 1.4443 | 7.726 | 45.05% | 1.3623 | 4485.1678 | 3891.1151 | 3384.5572 | 3555.286 | 509183% | 6637.6874 | 100% | 2616.5802 | 3642.6302 | 0 | 0 | 477356% | 5543.6558 | 52.25% | 7101.748 |  | 3698.388 | 3684.09 | 2025 | 3575.784 | 3659.54 | 3698.388 | 1018.984 | 1107.54 | 1206.268 |  |  |  | 1018.984 | 1107.54 | 1206.268 | 3517.033 | 3646.06 | 3696.272 | 1016.035 | 1105.22 | 1196.882
2026 | 15.8613 | 15.9509 | 10.2959 | 12.6727 | 18.9164 | 21.8723 | 15.8613 | 15.4454 | 13.6861 | 14.5367 | 17.1506 | 18.7009 | 4.92 | 4.768 | 4.92 | 4.3704 | 4.6081 | 4.92 | 4.92 | 10.232 | 9.9624 | 5.3325 | 7.3528 | 12.9142 | 15.8996 | 19.1327 | 20.2478 | 12.3543 | 15.6943 | 22.0496 | 26.0197 | 0.51818 | 0.25455 | 0.19091 | 0.11818 | 3645.0721 | 3658 | 3585 | 3620 | 3671.5 | 3698 | 0.48821 | 0.63355 | 0.5886 | 0.61107 | 0.63355 | 0.63355 | 9.6451 | 8.23 | 8.23 | 8.23 | 10.2788 | 13.007 | 9.697 | 9.3402 | 8.23 | 8.5962 | 10.7087 | 11.6972 | 14.3084 | 11.1391 | 6.8666 | 7.2241 | 22.2211 | 25.2068 | 0.30909 | 0.26364 | 0 | 0.072727 | 1093.6486 | 1071 | 1008 | 1014.5 | 1179.5 | 1201 | 0.60714 | 0.51144 | 0.37278 | 0.38618 | 0.85537 | 0.94592 | 9.929 | 9.5 | 8.6987 | 9.5 | 10 | 10.9405 | #DIV/0! | #DIV/0! | #DIV/0! | 0.27477 | 0.5 | 0 | 0 | 0.5 | 0.5 | 54.95% | 0.5 | 0.1836 | 0 | 0 | 0 | 0 | 0.80132 | 23.42% | 0.78383 | 0.15198 | 0 | 0 | 0 | 0.31191 | 0.54959 | 0.93781 | 33.33% | 0.45593 | 0.45837 | 0.5 | 0 | 0 | 0.5 | 1.3013 | 1.763 | 54.95% | 0.83409 | 0.6126 | 0 | 0 | 0 | 0.5 | 1.4405 | 7.7103 | 45.05% | 1.36 | 4485.5668 | 3902.3719 | 3422.08 | 3577.7996 | 508156% | 6606.7017 | 100% | 2617.0044 | 3633.9676 | 0 | 0 | 479179% | 5541.7564 | 52.25% | 7102.5712 |  | 3697.904 | 3684.082 | 2026 | 3579.434 | 3658.75 | 3697.904 | 1015.312 | 1106.5 | 1206.868 |  |  |  | 1015.312 | 1106.5 | 1206.868 | 3525.785 | 3646.325 | 3697.242 | 1015.939 | 1106.095 | 1199.037
2027 | 15.8613 | 15.9509 | 10.2959 | 12.6727 | 18.9164 | 21.8723 | 15.8613 | 15.4454 | 13.6861 | 14.5367 | 17.1506 | 18.7009 | 4.935 | 4.7825 | 4.935 | 4.3839 | 4.6216 | 4.935 | 4.935 | 10.2175 | 9.9474 | 5.319 | 7.3393 | 12.8992 | 15.8846 | 19.2255 | 20.3012 | 12.7017 | 15.7325 | 22.1951 | 25.9919 | 0.52727 | 0.26364 | 0.19091 | 0.10909 | 3645.8829 | 3659 | 3589 | 3620 | 3673 | 3698 | 0.49028 | 0.63355 | 0.60059 | 0.61707 | 0.63355 | 0.63355 | 9.6264 | 8.23 | 8.23 | 8.23 | 10.2813 | 12.992 | 9.6949 | 9.3338 | 8.23 | 8.5792 | 10.7291 | 11.7004 | 14.2794 | 11.3129 | 6.8666 | 6.9112 | 22.3152 | 25.2031 | 0.30909 | 0.27273 | 0 | 0.072727 | 1093.3243 | 1073 | 1008 | 1009.5 | 1180.5 | 1201 | 0.6061 | 0.51375 | 0.37278 | 0.38618 | 0.85757 | 0.94592 | 9.9111 | 9.5 | 8.7162 | 9.4266 | 10 | 10.9538 | #DIV/0! | #DIV/0! | #DIV/0! | 0.27928 | 0.5 | 0 | 0 | 0.5 | 0.5 | 55.86% | 0.5 | 0.18859 | 0 | 0 | 0 | 0.073406 | 0.78379 | 25.23% | 0.74764 | 0.15248 | 0 | 0 | 0 | 0.31341 | 0.55109 | 0.93931 | 33.33% | 0.45743 | 0.46787 | 0.5 | 0 | 0 | 0.57341 | 1.2838 | 1.763 | 55.86% | 0.83764 | 0.59967 | 0 | 0 | 0 | 0.5 | 1.4538 | 7.693 | 44.14% | 1.3584 | 4483.6336 | 3909.8765 | 3369.5481 | 3589.0565 | 507591% | 6595.9225 | 100% | 2670.8256 | 3625.305 | 0 | 0 | 479407% | 5527.3123 | 54.05% | 7154.4592 |  | 3698.176 | 3684.08 | 2027 | 3582.078 | 3659.73 | 3698.176 | 1015.068 | 1106.93 | 1208 |  |  |  | 1015.068 | 1106.93 | 1208 | 3524.681 | 3646.85 | 3697.753 | 1015.775 | 1105.55 | 1197.36
2028 | 15.8613 | 15.9509 | 10.2959 | 12.6727 | 18.9164 | 21.8723 | 15.8613 | 15.4454 | 13.6861 | 14.5367 | 17.1506 | 18.7009 | 4.95 | 4.797 | 4.95 | 4.3974 | 4.6351 | 4.95 | 4.95 | 10.203 | 9.9324 | 5.3055 | 7.3258 | 12.8842 | 15.8696 | 19.3023 | 20.5152 | 12.4249 | 15.9441 | 21.9944 | 26.0343 | 0.55455 | 0.25455 | 0.18182 | 0.11818 | 3646.6126 | 3660 | 3586 | 3622.5 | 3671.5 | 3698 | 0.49222 | 0.63355 | 0.60358 | 0.62006 | 0.63355 | 0.63355 | 9.6273 | 8.23 | 8.23 | 8.23 | 10.2612 | 13.525 | 9.6882 | 9.3157 | 8.23 | 8.5887 | 10.6984 | 11.7037 | 14.2623 | 11.7238 | 6.8666 | 6.8765 | 22.1275 | 25.1994 | 0.30909 | 0.26364 | 0 | 0.072727 | 1093.1892 | 1078 | 1008 | 1008.5 | 1179 | 1201 | 0.60502 | 0.51837 | 0.37278 | 0.37587 | 0.86191 | 0.94592 | 9.901 | 9.5 | 8.7162 | 9.1533 | 10 | 10.933 | #DIV/0! | #DIV/0! | #DIV/0! | 0.27477 | 0.5 | 0 | 0 | 0.5 | 0.5 | 54.95% | 0.5 | 0.20541 | 0 | 0 | 0 | 0.34674 | 0.78379 | 27.93% | 0.73552 | 0.15298 | 0 | 0 | 0 | 0.31491 | 0.55259 | 0.94081 | 33.33% | 0.45893 | 0.48019 | 0.5 | 0 | 0 | 0.84674 | 1.2838 | 1.763 | 54.95% | 0.87379 | 0.60643 | 0 | 0 | 0 | 0.5 | 1.433 | 7.6772 | 45.05% | 1.3463 | 4490.7165 | 3917.381 | 3422.08 | 3592.8088 | 505530% | 6614.6325 | 100% | 2766.6124 | 3616.6424 | 0 | 0 | 480091% | 5517.2719 | 56.76% | 7257.3289 |  | 3698.474 | 3684.08 | 2028 | 3583.504 | 3660.48 | 3698.474 | 1018.016 | 1102.97 | 1207.448 |  |  |  | 1018.016 | 1102.97 | 1207.448 | 3521.649 | 3646.82 | 3697.798 | 1016.356 | 1104.7 | 1196.627
2029 | 15.8613 | 15.9509 | 10.2959 | 12.6727 | 18.9164 | 21.8723 | 15.8613 | 15.4454 | 13.6861 | 14.5367 | 17.1506 | 18.7009 | 4.965 | 4.8115 | 4.965 | 4.4109 | 4.6486 | 4.965 | 4.965 | 10.1885 | 9.9174 | 5.292 | 7.3123 | 12.8692 | 15.8546 | 19.3578 | 20.562 | 12.9371 | 15.9251 | 21.9948 | 26.0088 | 0.56364 | 0.25455 | 0.18182 | 0.11818 | 3647.0631 | 3661 | 3592 | 3622 | 3671 | 3698 | 0.49389 | 0.63355 | 0.60658 | 0.61557 | 0.63355 | 0.63355 | 9.6342 | 8.23 | 8.23 | 8.23 | 10.2456 | 13.2685 | 9.6782 | 9.3157 | 8.23 | 8.5887 | 10.6106 | 11.7062 | 14.258 | 11.9764 | 6.8666 | 6.8794 | 21.6323 | 25.1958 | 0.30909 | 0.25455 | 0 | 0.072727 | 1093.2793 | 1081 | 1008 | 1009 | 1175.5 | 1201 | 0.60434 | 0.52992 | 0.37278 | 0.37381 | 0.85537 | 0.94592 | 9.8956 | 9.5 | 8.6987 | 9.1528 | 10 | 10.9293 | #DIV/0! | #DIV/0! | #DIV/0! | 0.27477 | 0.5 | 0 | 0 | 0.5 | 0.5 | 54.95% | 0.5 | 0.20454 | 0 | 0 | 0 | 0.34721 | 0.80132 | 27.93% | 0.73239 | 0.15348 | 0 | 0 | 0 | 0.31641 | 0.55409 | 0.94231 | 33.33% | 0.46043 | 0.47932 | 0.5 | 0 | 0 | 0.84721 | 1.3013 | 1.763 | 54.95% | 0.8722 | 0.60011 | 0 | 0 | 0 | 0.5 | 1.4293 | 7.6612 | 45.05% | 1.3322 | 4498.7402 | 3924.8856 | 3384.5572 | 3619.0747 | 500887% | 6606.9605 | 100% | 2796.055 | 3720.5938 | 0 | 0 | 479407% | 5515.3007 | 57.66% | 7294.7952 |  | 3697.392 | 3684.07 | 2029 | 3586.302 | 3658.25 | 3697.392 | 1017.958 | 1110.77 | 1206.838 |  |  |  | 1017.958 | 1110.77 | 1206.838 | 3512.451 | 3646.185 | 3697.083 | 1014.926 | 1104.395 | 1195.689
2030 | 15.8613 | 15.9509 | 10.2959 | 12.6727 | 18.9164 | 21.8723 | 15.8613 | 15.4454 | 13.6861 | 14.5367 | 17.1506 | 18.7009 | 4.98 | 4.826 | 4.98 | 4.4244 | 4.6621 | 4.98 | 4.98 | 10.174 | 9.9024 | 5.2785 | 7.2988 | 12.8542 | 15.8396 | 19.4247 | 20.7854 | 12.6207 | 15.943 | 22.1736 | 25.984 | 0.57273 | 0.39091 | 0.18182 | 0.10909 | 3647.6757 | 3663 | 3588 | 3622 | 3673 | 3698 | 0.495 | 0.63355 | 0.60358 | 0.62006 | 0.63355 | 0.63355 | 9.6063 | 8.23 | 8.23 | 8.23 | 10.0653 | 13.2267 | 9.6621 | 9.3034 | 8.23 | 8.5772 | 10.5623 | 11.7095 | 14.2374 | 11.8333 | 6.8666 | 6.8756 | 21.5228 | 25.1921 | 0.29091 | 0.25455 | 0 | 0.072727 | 1093.1081 | 1080 | 1008 | 1008.5 | 1174.5 | 1201 | 0.60417 | 0.53676 | 0.37278 | 0.37484 | 0.83997 | 0.94592 | 9.8845 | 9.5 | 8.7162 | 9.1541 | 10 | 10.9255 | #DIV/0! | #DIV/0! | #DIV/0! | 0.27477 | 0.5 | 0 | 0 | 0.5 | 0.5 | 54.95% | 0.5 | 0.20625 | 0 | 0 | 0 | 0.34593 | 0.78379 | 28.83% | 0.71543 | 0.15398 | 0 | 0 | 0 | 0.31791 | 0.55559 | 0.94381 | 33.33% | 0.46193 | 0.48103 | 0.5 | 0 | 0 | 0.84593 | 1.2838 | 1.763 | 54.95% | 0.87531 | 0.59074 | 0 | 0 | 0 | 0.5 | 1.4255 | 7.6461 | 45.05% | 1.3114 | 4489.7365 | 3932.3902 | 3362.0435 | 3596.561 | 495021% | 6556.3838 | 100% | 2762.1652 | 3720.5938 | 0 | 0 | 478724% | 5513.3212 | 56.76% | 7251.9017 |  | 3698.186 | 3684.07 | 2030 | 3584.468 | 3660.64 | 3698.186 | 1017.946 | 1106.57 | 1207.208 |  |  |  | 1017.946 | 1106.57 | 1207.208 | 3512.098 | 3646.255 | 3697.331 | 1016.052 | 1105.23 | 1195.144
2031 | 15.8613 | 15.9509 | 10.2959 | 12.6727 | 18.9164 | 21.8723 | 15.8613 | 15.4454 | 13.6861 | 14.5367 | 17.1506 | 18.7009 | 4.995 | 4.8405 | 4.995 | 4.4379 | 4.6756 | 4.995 | 4.995 | 10.1595 | 9.8874 | 5.265 | 7.2853 | 12.8392 | 15.8246 | 19.4624 | 20.8189 | 12.5262 | 15.9709 | 22.364 | 26.0017 | 0.57273 | 0.42727 | 0.17273 | 0.11818 | 3648 | 3663 | 3587 | 3622.5 | 3674 | 3698 | 0.49663 | 0.63355 | 0.60358 | 0.62006 | 0.63355 | 0.63355 | 9.6219 | 8.23 | 8.23 | 8.23 | 10.0283 | 13.5803 | 9.6485 | 9.2879 | 8.23 | 8.5242 | 10.545 | 11.7105 | 14.2531 | 12.6117 | 6.8666 | 6.8686 | 21.3685 | 25.1858 | 0.29091 | 0.24545 | 0 | 0.072727 | 1093.4505 | 1089 | 1008 | 1008 | 1173 | 1201 | 0.60337 | 0.53454 | 0.37278 | 0.37381 | 0.83557 | 0.94592 | 9.8638 | 9.5 | 8.6927 | 9.079 | 10 | 10.9218 | #DIV/0! | #DIV/0! | #DIV/0! | 0.27027 | 0.5 | 0 | 0 | 0.5 | 0.5 | 54.05% | 0.5 | 0.22992 | 0 | 0 | 0 | 0.42103 | 0.80726 | 30.63% | 0.75064 | 0.15448 | 0 | 0 | 0 | 0.31941 | 0.55709 | 0.94531 | 33.33% | 0.46343 | 0.5002 | 0.5 | 0 | 0 | 0.92103 | 1.3073 | 1.763 | 54.05% | 0.92536 | 0.59371 | 0 | 0 | 0 | 0.5 | 1.4218 | 7.63 | 45.95% | 1.2922 | 4501.7071 | 3936.1424 | 3362.0435 | 3628.4554 | 499072% | 6591.6266 | 100% | 2826.6032 | 3763.9068 | 0 | 0 | 476216% | 5511.1699 | 58.56% | 7328.3103 |  | 3699.232 | 3684.07 | 2031 | 3584.728 | 3661.46 | 3699.232 | 1018.526 | 1106.8 | 1208.822 |  |  |  | 1018.526 | 1106.8 | 1208.822 | 3508.713 | 3646.225 | 3697.121 | 1015.176 | 1104.78 | 1194.578
2032 | 15.8613 | 15.9509 | 10.2959 | 12.6727 | 18.9164 | 21.8723 | 15.8613 | 15.4454 | 13.6861 | 14.5367 | 17.1506 | 18.7009 | 5.01 | 4.855 | 5.01 | 4.4514 | 4.6891 | 5.01 | 5.01 | 10.145 | 9.8724 | 5.2515 | 7.2718 | 12.8242 | 15.8096 | 19.503 | 20.9724 | 12.5547 | 15.9573 | 22.5538 | 25.9932 | 0.57273 | 0.43636 | 0.17273 | 0.10909 | 3648.3153 | 3664 | 3588 | 3622.5 | 3675 | 3698 | 0.49736 | 0.63355 | 0.60358 | 0.61857 | 0.63355 | 0.63355 | 9.6035 | 8.23 | 8.23 | 8.23 | 9.9988 | 13.507 | 9.6369 | 9.2719 | 8.23 | 8.4924 | 10.5361 | 11.7087 | 14.251 | 12.5676 | 6.8666 | 6.8668 | 21.2825 | 25.1752 | 0.28182 | 0.24545 | 0 | 0.063636 | 1093.6126 | 1089 | 1008 | 1008 | 1172.5 | 1201 | 0.60359 | 0.55451 | 0.37278 | 0.37278 | 0.82897 | 0.94592 | 9.8634 | 9.5 | 8.6927 | 9.046 | 10 | 10.918 | #DIV/0! | #DIV/0! | #DIV/0! | 0.27027 | 0.5 | 0 | 0 | 0.5 | 0.5 | 54.05% | 0.5 | 0.22472 | 0 | 0 | 0 | 0.45403 | 0.80726 | 30.63% | 0.73366 | 0.15498 | 0 | 0 | 0 | 0.32091 | 0.55859 | 0.94681 | 33.33% | 0.46493 | 0.49499 | 0.5 | 0 | 0 | 0.95403 | 1.3073 | 1.763 | 54.05% | 0.91574 | 0.58809 | 0 | 0 | 0 | 0.5 | 1.418 | 7.6148 | 45.95% | 1.28 | 4495.2602 | 3936.4054 | 3362.0435 | 3615.3224 | 497934% | 6555.9963 | 100% | 2824.7399 | 3772.5695 | 0 | 0 | 475076% | 5509.0281 | 58.56% | 7320.0001 |  | 3698.35 | 3684.06 | 2032 | 3581.32 | 3663.02 | 3698.35 | 1017.936 | 1107.4 | 1206.492 |  |  |  | 1017.936 | 1107.4 | 1206.492 | 3508.596 | 3646.8 | 3697.247 | 1015.236 | 1104.485 | 1196.163
2033 | 15.8613 | 15.9509 | 10.2959 | 12.6727 | 18.9164 | 21.8723 | 15.8613 | 15.4454 | 13.6861 | 14.5367 | 17.1506 | 18.7009 | 5.025 | 4.8695 | 5.025 | 4.4649 | 4.7026 | 5.025 | 5.025 | 10.1305 | 9.8574 | 5.238 | 7.2583 | 12.8092 | 15.7946 | 19.5367 | 21.0358 | 12.5886 | 15.948 | 22.7441 | 25.9974 | 0.56364 | 0.43636 | 0.17273 | 0.10909 | 3648.6216 | 3664 | 3588 | 3622.5 | 3677 | 3698 | 0.49815 | 0.63355 | 0.60358 | 0.62905 | 0.63355 | 0.63355 | 9.5957 | 8.23 | 8.23 | 8.23 | 9.9772 | 13.4502 | 9.6288 | 9.2566 | 8.23 | 8.4869 | 10.5303 | 11.7065 | 14.2504 | 12.7048 | 6.8666 | 6.8667 | 21.1539 | 25.1658 | 0.27273 | 0.21818 | 0 | 0.063636 | 1093.7838 | 1090 | 1008 | 1008 | 1171.5 | 1201 | 0.60359 | 0.55451 | 0.37278 | 0.37278 | 0.82677 | 0.94592 | 9.8539 | 9.5 | 8.6174 | 9.1061 | 10 | 10.9143 | #DIV/0! | #DIV/0! | #DIV/0! | 0.26577 | 0.5 | 0 | 0 | 0.5 | 0.5 | 53.15% | 0.5 | 0.22868 | 0 | 0 | 0 | 0.39392 | 0.8826 | 31.53% | 0.72525 | 0.15548 | 0 | 0 | 0 | 0.32241 | 0.56009 | 0.94831 | 33.33% | 0.46643 | 0.49445 | 0.5 | 0 | 0 | 0.89392 | 1.3826 | 1.763 | 53.15% | 0.93024 | 0.58263 | 0 | 0 | 0 | 0.5 | 1.4143 | 7.5979 | 46.85% | 1.2437 | 4494.2884 | 3913.6288 | 3362.0435 | 3602.1895 | 496835% | 6576.2886 | 100% | 2820.7386 | 3785.5634 | 0 | 0 | 473708% | 5506.8891 | 58.56% | 7315.027 |  | 3698.274 | 3684.06 | 2033 | 3581.984 | 3663.66 | 3698.274 | 1017.968 | 1111.94 | 1205.96 |  |  |  | 1017.968 | 1111.94 | 1205.96 | 3508.351 | 3647.32 | 3697.734 | 1015.884 | 1103.09 | 1193.544
2034 | 15.8613 | 15.9509 | 10.2959 | 12.6727 | 18.9164 | 21.8723 | 15.8613 | 15.4454 | 13.6861 | 14.5367 | 17.1506 | 18.7009 | 5.04 | 4.884 | 5.04 | 4.4784 | 4.7161 | 5.04 | 5.04 | 10.116 | 9.8424 | 5.2245 | 7.2448 | 12.7942 | 15.7796 | 19.5796 | 20.9946 | 12.6148 | 15.914 | 22.9345 | 25.9925 | 0.56364 | 0.43636 | 0.17273 | 0.10909 | 3648.9189 | 3664 | 3588 | 3622 | 3678 | 3698 | 0.49894 | 0.63355 | 0.60358 | 0.61557 | 0.63355 | 0.63355 | 9.5704 | 8.23 | 8.23 | 8.23 | 9.8987 | 13.3518 | 9.6188 | 9.2477 | 8.23 | 8.4844 | 10.5242 | 11.703 | 14.2559 | 12.8435 | 6.8666 | 6.8667 | 20.5201 | 25.1547 | 0.27273 | 0.22727 | 0 | 0.063636 | 1094.0631 | 1092 | 1008 | 1008 | 1166.5 | 1201 | 0.60348 | 0.55673 | 0.37278 | 0.37278 | 0.82237 | 0.94592 | 9.8226 | 9.5 | 8.6174 | 9.1062 | 10 | 10.9105 | #DIV/0! | #DIV/0! | #DIV/0! | 0.28378 | 0.5 | 0 | 0 | 0.5 | 0.5 | 56.76% | 0.5 | 0.22839 | 0 | 0 | 0 | 0.39378 | 0.88263 | 30.63% | 0.74564 | 0.15598 | 0 | 0 | 0 | 0.32391 | 0.56159 | 0.94981 | 33.33% | 0.46793 | 0.51218 | 0.5 | 0 | 0 | 0.89378 | 1.3826 | 1.763 | 56.76% | 0.90241 | 0.55096 | 0 | 0 | 0 | 0.5 | 1.4105 | 7.5818 | 43.24% | 1.2741 | 4484.4733 | 3917.381 | 3369.5481 | 3598.4372 | 492505% | 6545.5993 | 100% | 2836.8026 | 3807.2199 | 0 | 0 | 471885% | 5504.7501 | 59.46% | 7321.2759 |  | 3698.522 | 3684.06 | 2034 | 3584.682 | 3660.02 | 3698.522 | 1018.512 | 1116.96 | 1206.808 |  |  |  | 1018.512 | 1116.96 | 1206.808 | 3509.657 | 3646.455 | 3697.077 | 1015.276 | 1104.42 | 1193.328
2035 | 15.8613 | 15.9509 | 10.2959 | 12.6727 | 18.9164 | 21.8723 | 15.8613 | 15.4454 | 13.6861 | 14.5367 | 17.1506 | 18.7009 | 5.055 | 4.8985 | 5.055 | 4.4919 | 4.7296 | 5.055 | 5.055 | 10.1015 | 9.8274 | 5.211 | 7.2313 | 12.7792 | 15.7646 | 19.625 | 21.0523 | 12.6494 | 15.9005 | 23.1249 | 25.9847 | 0.55455 | 0.43636 | 0.16364 | 0.10909 | 3649.2523 | 3665 | 3589 | 3621.5 | 3679 | 3698 | 0.49973 | 0.63055 | 0.58261 | 0.60358 | 0.63355 | 0.63355 | 9.5524 | 8.23 | 8.23 | 8.23 | 9.7996 | 13.1291 | 9.6083 | 9.2364 | 8.23 | 8.4754 | 10.519 | 11.689 | 14.2508 | 12.5243 | 6.8666 | 6.8668 | 20.8887 | 25.1436 | 0.27273 | 0.22727 | 0 | 0.063636 | 1094.1171 | 1088 | 1008 | 1008 | 1169.5 | 1201 | 0.60383 | 0.56169 | 0.37278 | 0.37278 | 0.80037 | 0.94592 | 9.815 | 9.5 | 8.6171 | 9.1062 | 10 | 10.9046 | #DIV/0! | #DIV/0! | #DIV/0! | 0.28378 | 0.5 | 0 | 0 | 0.5 | 0.5 | 56.76% | 0.5 | 0.22935 | 0 | 0 | 0 | 0.3938 | 0.88287 | 30.63% | 0.74875 | 0.15648 | 0 | 0 | 0 | 0.32541 | 0.56309 | 0.95131 | 33.33% | 0.46943 | 0.51313 | 0.5 | 0 | 0 | 0.8938 | 1.3829 | 1.763 | 56.76% | 0.90409 | 0.54434 | 0 | 0 | 0 | 0.5 | 1.4046 | 7.5664 | 43.24% | 1.2588 | 4478.4111 | 3921.1333 | 3384.5572 | 3594.6849 | 491685% | 6560.8917 | 100% | 2894.93 | 3815.8825 | 0 | 0 | 472569% | 5502.6363 | 61.26% | 7373.3411 |  | 3699.296 | 3684.06 | 2035 | 3580.63 | 3663.36 | 3699.296 | 1018.414 | 1115.93 | 1208.638 |  |  |  | 1018.414 | 1115.93 | 1208.638 | 3511.308 | 3646.48 | 3697.159 | 1015.552 | 1103.635 | 1194.241
2036 | 15.8613 | 15.9509 | 10.2959 | 12.6727 | 18.9164 | 21.8723 | 15.8613 | 15.4454 | 13.6861 | 14.5367 | 17.1506 | 18.7009 | 5.07 | 4.913 | 5.07 | 4.5054 | 4.7431 | 5.07 | 5.07 | 10.087 | 9.8124 | 5.1975 | 7.2178 | 12.7642 | 15.7496 | 19.6793 | 21.2028 | 12.6838 | 15.9185 | 23.3152 | 25.9768 | 0.55455 | 0.43636 | 0.17273 | 0.1 | 3649.7207 | 3666 | 3589 | 3622 | 3681 | 3698 | 0.50063 | 0.62755 | 0.56202 | 0.5931 | 0.63205 | 0.63355 | 9.5274 | 8.23 | 8.23 | 8.23 | 9.7606 | 13.1396 | 9.5965 | 9.2229 | 8.23 | 8.4597 | 10.5135 | 11.68 | 14.2344 | 12.6601 | 6.8666 | 6.8668 | 20.7708 | 25.1325 | 0.26364 | 0.22727 | 0 | 0.063636 | 1094.027 | 1090 | 1008 | 1008 | 1168.5 | 1201 | 0.60383 | 0.55229 | 0.37278 | 0.37278 | 0.81357 | 0.94592 | 9.8016 | 9.5 | 8.6171 | 9.1062 | 10 | 10.8934 | #DIV/0! | #DIV/0! | #DIV/0! | 0.28829 | 0.5 | 0 | 0 | 0.5 | 0.5 | 57.66% | 0.5 | 0.22841 | 0 | 0 | 0 | 0.39381 | 0.88287 | 30.63% | 0.7457 | 0.15698 | 0 | 0 | 0 | 0.32691 | 0.56459 | 0.95281 | 33.33% | 0.47093 | 0.5167 | 0.5 | 0 | 0 | 0.89381 | 1.3829 | 1.763 | 57.66% | 0.89615 | 0.53 | 0 | 0 | 0 | 0.5 | 1.3934 | 7.5499 | 42.34% | 1.2517 | 4469.887 | 3928.6379 | 3392.0617 | 3587.1803 | 491073% | 6553.2288 | 100% | 2917.6816 | 3807.2199 | 0 | 0 | 471429% | 5500.485 | 62.16% | 7387.5686 |  | 3698.328 | 3684.05 | 2036 | 3583.828 | 3661.08 | 3698.328 | 1016.558 | 1109.71 | 1206.48 |  |  |  | 1016.558 | 1109.71 | 1206.48 | 3511.163 | 3645.72 | 3698.075 | 1015.271 | 1102.81 | 1194.632
2037 | 15.8613 | 15.9509 | 10.2959 | 12.6727 | 18.9164 | 21.8723 | 15.8613 | 15.4454 | 13.6861 | 14.5367 | 17.1506 | 18.7009 | 5.085 | 4.9275 | 5.085 | 4.5189 | 4.7566 | 5.085 | 5.085 | 10.0725 | 9.7974 | 5.184 | 7.2043 | 12.7492 | 15.7346 | 19.7317 | 21.3046 | 12.7142 | 15.9629 | 23.5055 | 25.9688 | 0.55455 | 0.43636 | 0.18182 | 0.1 | 3650.0631 | 3666 | 3589 | 3622 | 3682 | 3698 | 0.50198 | 0.60358 | 0.55326 | 0.57085 | 0.63055 | 0.63355 | 9.5135 | 8.23 | 8.23 | 8.23 | 9.7227 | 13.1902 | 9.5853 | 9.2073 | 8.23 | 8.4335 | 10.5077 | 11.6671 | 14.2084 | 12.3413 | 6.8666 | 6.8667 | 20.7058 | 25.1222 | 0.27273 | 0.21818 | 0 | 0.063636 | 1093.8378 | 1086 | 1008 | 1008 | 1168 | 1201 | 0.60338 | 0.55673 | 0.37278 | 0.37278 | 0.80917 | 0.94592 | 9.798 | 9.5 | 8.6171 | 9.1495 | 10 | 10.8823 | #DIV/0! | #DIV/0! | #DIV/0! | 0.30156 | 0.5 | 0 | 0 | 0.5 | 0.5 | 60.36% | 0.49959 | 0.22655 | 0 | 0 | 0 | 0.35049 | 0.88287 | 30.63% | 0.73962 | 0.15748 | 0 | 0 | 0 | 0.32841 | 0.56609 | 0.95431 | 33.33% | 0.47243 | 0.52811 | 0.5 | 0 | 0 | 0.85049 | 1.3829 | 1.763 | 60.36% | 0.87492 | 0.52458 | 0 | 0 | 0 | 0.5 | 1.3823 | 7.5334 | 40.54% | 1.294 | 4467.0614 | 3917.381 | 3407.0709 | 3598.4372 | 490462% | 6545.5301 | 100% | 2945.0187 | 3755.2442 | 0 | 0 | 470061% | 5498.3337 | 63.06% | 7412.0801 |  | 3698.852 | 3684.05 | 2037 | 3580.818 | 3662.29 | 3698.852 | 1013.548 | 1110.66 | 1207.968 |  |  |  | 1013.548 | 1110.66 | 1207.968 | 3510.623 | 3645.66 | 3697.611 | 1014.793 | 1102.42 | 1194.591
2038 | 15.8613 | 15.9509 | 10.2959 | 12.6727 | 18.9164 | 21.8723 | 15.8613 | 15.4454 | 13.6861 | 14.5367 | 17.1506 | 18.7009 | 5.1 | 4.942 | 5.1 | 4.5324 | 4.7701 | 5.1 | 5.1 | 10.058 | 9.7824 | 5.1705 | 7.1908 | 12.7342 | 15.7196 | 19.7817 | 21.4631 | 12.7435 | 15.9368 | 23.6948 | 25.9609 | 0.55455 | 0.43636 | 0.18182 | 0.1 | 3650.3964 | 3668 | 3590 | 3622 | 3683 | 3698 | 0.50296 | 0.60358 | 0.44577 | 0.55472 | 0.62905 | 0.63055 | 9.5007 | 8.23 | 8.23 | 8.23 | 9.6831 | 13.196 | 9.5726 | 9.1826 | 8.23 | 8.4325 | 10.5011 | 11.6647 | 14.1781 | 12.0107 | 6.8666 | 6.8666 | 20.5338 | 25.1181 | 0.26364 | 0.21818 | 0 | 0.063636 | 1093.5676 | 1082 | 1008 | 1008 | 1167 | 1201 | 0.60264 | 0.54785 | 0.37278 | 0.37278 | 0.80697 | 0.94592 | 9.7902 | 9.5 | 8.6069 | 9.1061 | 10 | 10.8712 | #DIV/0! | #DIV/0! | #DIV/0! | 0.30603 | 0.5 | 0 | 0 | 0.5 | 0.5 | 61.26% | 0.49955 | 0.23044 | 0 | 0 | 0 | 0.3939 | 0.89308 | 30.63% | 0.7523 | 0.15798 | 0 | 0 | 0 | 0.32991 | 0.56759 | 0.95581 | 33.33% | 0.47393 | 0.53647 | 0.5 | 0 | 0 | 0.8939 | 1.3931 | 1.763 | 61.26% | 0.8757 | 0.52067 | 0 | 0 | 0 | 0.5 | 1.3712 | 7.5158 | 39.64% | 1.3135 | 4463.8483 | 3924.8856 | 3407.0709 | 3609.694 | 487670% | 6537.8314 | 100% | 2939.3418 | 3776.9008 | 0 | 0 | 470517% | 5496.1824 | 63.06% | 7403.1901 |  | 3698.704 | 3684.05 | 2038 | 3583.632 | 3661.01 | 3698.704 | 1015.546 | 1109.78 | 1206.79 |  |  |  | 1015.546 | 1109.78 | 1206.79 | 3512.257 | 3646.21 | 3697.672 | 1014.306 | 1101.965 | 1194.409
2039 | 15.8613 | 15.9509 | 10.2959 | 12.6727 | 18.9164 | 21.8723 | 15.8613 | 15.4454 | 13.6861 | 14.5367 | 17.1506 | 18.7009 | 5.115 | 4.9565 | 5.115 | 4.5459 | 4.7836 | 5.115 | 5.115 | 10.0435 | 9.7674 | 5.157 | 7.1773 | 12.7192 | 15.7046 | 19.828 | 21.5366 | 12.7948 | 15.8652 | 23.885 | 25.9459 | 0.55455 | 0.43636 | 0.18182 | 0.1 | 3650.7027 | 3668 | 3590 | 3621.5 | 3684 | 3698 | 0.50392 | 0.58261 | 0.44337 | 0.49806 | 0.62905 | 0.63055 | 9.4892 | 8.23 | 8.23 | 8.23 | 9.664 | 13.1407 | 9.5581 | 9.178 | 8.23 | 8.4077 | 10.4923 | 11.6619 | 14.1424 | 12.1116 | 6.8666 | 6.8666 | 20.5907 | 25.1139 | 0.26364 | 0.21818 | 0 | 0.063636 | 1093.1892 | 1083 | 1008 | 1008 | 1167.5 | 1201 | 0.60171 | 0.53898 | 0.37278 | 0.37278 | 0.80257 | 0.94592 | 9.7852 | 9.5 | 8.6069 | 9.0959 | 10 | 10.8607 | #DIV/0! | #DIV/0! | #DIV/0! | 0.31058 | 0.5 | 0 | 0 | 0.5 | 0.5 | 62.16% | 0.49962 | 0.23279 | 0 | 0 | 0 | 0.40414 | 0.89308 | 30.63% | 0.75998 | 0.15848 | 0 | 0 | 0 | 0.33141 | 0.56909 | 0.95731 | 33.33% | 0.47543 | 0.54336 | 0.5 | 0 | 0 | 0.90414 | 1.3931 | 1.763 | 62.16% | 0.87411 | 0.51799 | 0 | 0 | 0 | 0.5 | 1.3607 | 7.4991 | 38.74% | 1.3371 | 4461.2106 | 3932.3902 | 3403.3186 | 3617.1986 | 482367% | 6530.093 | 100% | 2966.3153 | 3742.2503 | 0 | 0 | 468465% | 5494.0312 | 63.96% | 7427.5258 |  | 3698.626 | 3684.05 | 2039 | 3582.624 | 3661.42 | 3698.626 | 1014.182 | 1110.02 | 1206.754 |  |  |  | 1014.182 | 1110.02 | 1206.754 | 3511.853 | 3645.61 | 3698.226 | 1013.903 | 1101.115 | 1194.496
2040 | 15.8613 | 15.9509 | 10.2959 | 12.6727 | 18.9164 | 21.8723 | 15.8613 | 15.4454 | 13.6861 | 14.5367 | 17.1506 | 18.7009 | 5.13 | 4.971 | 5.13 | 4.5594 | 4.7971 | 5.13 | 5.13 | 10.029 | 9.7524 | 5.1435 | 7.1638 | 12.7042 | 15.6896 | 19.8773 | 21.6744 | 12.8449 | 15.9645 | 24.0707 | 25.9238 | 0.55455 | 0.44545 | 0.29091 | 0.1 | 3651.0991 | 3669 | 3591 | 3622 | 3686 | 3698 | 0.5048 | 0.5591 | 0.44097 | 0.44817 | 0.62905 | 0.63055 | 9.4706 | 8.23 | 8.23 | 8.23 | 9.5831 | 13.0907 | 9.5445 | 9.1585 | 8.23 | 8.3842 | 10.4749 | 11.6636 | 14.0936 | 12.0357 | 6.8666 | 6.8666 | 20.4211 | 25.1097 | 0.26364 | 0.21818 | 0 | 0.063636 | 1092.7027 | 1082 | 1008 | 1008 | 1166 | 1201 | 0.60052 | 0.54119 | 0.37278 | 0.37278 | 0.80477 | 0.94592 | 9.7812 | 9.5 | 8.6013 | 9.0724 | 10 | 10.8496 | #DIV/0! | #DIV/0! | #DIV/0! | 0.31036 | 0.5 | 0 | 0 | 0.5 | 0.5 | 62.16% | 0.49927 | 0.23425 | 0 | 0 | 0 | 0.42757 | 0.89875 | 29.73% | 0.78792 | 0.15898 | 0 | 0 | 0 | 0.33291 | 0.57059 | 0.95881 | 33.33% | 0.47693 | 0.5446 | 0.5 | 0 | 0 | 0.92757 | 1.3987 | 1.763 | 62.16% | 0.8761 | 0.5154 | 0 | 0 | 0 | 0.5 | 1.3496 | 7.4818 | 38.74% | 1.3305 | 4455.2995 | 3936.1424 | 3403.3186 | 3626.5793 | 476607% | 6522.3863 | 100% | 2961.0995 | 3746.5816 | 0 | 0 | 465730% | 5491.8799 | 63.96% | 7416.3989 |  | 3698.466 | 3684.04 | 2040 | 3583.212 | 3659.66 | 3698.466 | 1013.546 | 1108.29 | 1206.522 |  |  |  | 1013.546 | 1108.29 | 1206.522 | 3511.533 | 3644.065 | 3698.097 | 1011.754 | 1102.005 | 1193.87
2041 | 15.8613 | 15.9509 | 10.2959 | 12.6727 | 18.9164 | 21.8723 | 15.8613 | 15.4454 | 13.6861 | 14.5367 | 17.1506 | 18.7009 | 5.145 | 4.9855 | 5.145 | 4.5729 | 4.8106 | 5.145 | 5.145 | 10.0145 | 9.7374 | 5.13 | 7.1503 | 12.6892 | 15.6746 | 19.9057 | 21.6527 | 12.8936 | 15.9965 | 24.1694 | 25.9048 | 0.56364 | 0.45455 | 0.32727 | 0.1 | 3651.2523 | 3669 | 3591 | 3623 | 3686 | 3698 | 0.50598 | 0.55034 | 0.44097 | 0.44697 | 0.61107 | 0.63055 | 9.4776 | 8.23 | 8.23 | 8.23 | 9.5153 | 13.1403 | 9.5301 | 9.138 | 8.23 | 8.3547 | 10.4632 | 11.6715 | 14.0587 | 11.8683 | 6.8666 | 6.8666 | 20.3004 | 25.1056 | 0.26364 | 0.21818 | 0 | 0.063636 | 1092.3604 | 1080 | 1008 | 1008 | 1164.5 | 1201 | 0.59891 | 0.53898 | 0.37278 | 0.37278 | 0.79817 | 0.94592 | 9.7755 | 9.5 | 8.6013 | 9.0523 | 10 | 10.84 | #DIV/0! | #DIV/0! | #DIV/0! | 0.31929 | 0.5 | 0 | 0 | 0.5 | 0.5 | 63.96% | 0.49917 | 0.23319 | 0 | 0 | 0 | 0.44772 | 0.89875 | 29.73% | 0.78436 | 0.15948 | 0 | 0 | 0 | 0.33441 | 0.57209 | 0.96031 | 33.33% | 0.47843 | 0.55248 | 0.5 | 0 | 0 | 0.94772 | 1.3987 | 1.763 | 63.96% | 0.86373 | 0.50874 | 0 | 0 | 0 | 0.5 | 1.34 | 7.4675 | 36.94% | 1.3773 | 4461.2753 | 3936.1424 | 3395.814 | 3628.4554 | 473277% | 6535.1968 | 100% | 2954.4177 | 3720.5938 | 0 | 0 | 466414% | 5489.7446 | 63.96% | 7415.693 |  | 3698.472 | 3684.04 | 2041 | 3582.816 | 3659.47 | 3698.472 | 1012.984 | 1107.42 | 1205.734 |  |  |  | 1012.984 | 1107.42 | 1205.734 | 3510.774 | 3644.955 | 3698.257 | 1012.676 | 1099.245 | 1193.171
2042 | 15.8613 | 15.9509 | 10.2959 | 12.6727 | 18.9164 | 21.8723 | 15.8613 | 15.4454 | 13.6861 | 14.5367 | 17.1506 | 18.7009 | 5.16 | 5 | 5.16 | 4.5864 | 4.8241 | 5.16 | 5.16 | 10 | 9.7224 | 5.1165 | 7.1368 | 12.6742 | 15.6596 | 19.9233 | 21.6324 | 12.9215 | 16.0042 | 24.2602 | 25.8827 | 0.57273 | 0.46364 | 0.33636 | 0.1 | 3651.3604 | 3669 | 3592 | 3623 | 3687 | 3698 | 0.5064 | 0.52699 | 0.43857 | 0.44817 | 0.57827 | 0.63055 | 9.4745 | 8.23 | 8.23 | 8.23 | 9.4492 | 13.2098 | 9.5172 | 9.1252 | 8.23 | 8.3249 | 10.4533 | 11.6792 | 14.0275 | 11.853 | 6.8666 | 6.8666 | 20.1835 | 25.1014 | 0.25455 | 0.20909 | 0 | 0.063636 | 1092.0811 | 1080 | 1008 | 1008 | 1163.5 | 1200 | 0.59789 | 0.53454 | 0.37278 | 0.37278 | 0.79157 | 0.94592 | 9.7698 | 9.5 | 8.6013 | 9.106 | 10 | 10.8336 | #DIV/0! | #DIV/0! | #DIV/0! | 0.32369 | 0.5 | 0 | 0 | 0.5 | 0.5 | 64.86% | 0.49903 | 0.23054 | 0 | 0 | 0 | 0.39399 | 0.89875 | 29.73% | 0.77546 | 0.15998 | 0 | 0 | 0 | 0.33591 | 0.57359 | 0.96181 | 33.33% | 0.47993 | 0.55424 | 0.5 | 0 | 0 | 0.89399 | 1.3987 | 1.763 | 64.86% | 0.85445 | 0.50031 | 0 | 0 | 0 | 0.5 | 1.3336 | 7.4514 | 36.04% | 1.3884 | 4460.9417 | 3932.3902 | 3388.3095 | 3632.2077 | 471071% | 6582.8056 | 100% | 2946.0362 | 3690.2746 | 0 | 0 | 465046% | 5482.654 | 63.96% | 7406.9779 |  | 3699.02 | 3684.03 | 2042 | 3581.72 | 3662.43 | 3699.02 | 1013.506 | 1107.88 | 1205.328 |  |  |  | 1013.506 | 1107.88 | 1205.328 | 3509.163 | 3645.19 | 3698.441 | 1012.707 | 1098.68 | 1191.401
2043 | 15.8613 | 15.9509 | 10.2959 | 12.6727 | 18.9164 | 21.8723 | 15.8613 | 15.4454 | 13.6861 | 14.5367 | 17.1506 | 18.7009 | 5.175 | 5.0145 | 5.175 | 4.5999 | 4.8376 | 5.175 | 5.175 | 9.9855 | 9.7074 | 5.103 | 7.1233 | 12.6592 | 15.6446 | 19.9376 | 21.589 | 12.8743 | 15.9456 | 24.3505 | 25.8615 | 0.57273 | 0.47273 | 0.35455 | 0.1 | 3651.5225 | 3668 | 3591 | 3622.5 | 3688 | 3698 | 0.50673 | 0.49535 | 0.42897 | 0.44337 | 0.5591 | 0.59459 | 9.4632 | 8.23 | 8.23 | 8.23 | 9.4307 | 13.2349 | 9.5039 | 9.111 | 8.23 | 8.2953 | 10.428 | 11.6792 | 13.9858 | 11.7322 | 6.8666 | 6.8666 | 20.0636 | 25.0973 | 0.25455 | 0.20909 | 0 | 0.063636 | 1091.7387 | 1079 | 1008 | 1008 | 1162.5 | 1200 | 0.59689 | 0.53454 | 0.37278 | 0.37278 | 0.78717 | 0.9418 | 9.7702 | 9.5 | 8.6013 | 9.106 | 10 | 10.8294 | #DIV/0! | #DIV/0! | #DIV/0! | 0.32362 | 0.5 | 0 | 0 | 0.5 | 0.5 | 64.86% | 0.49892 | 0.22859 | 0 | 0 | 0 | 0.39399 | 0.89875 | 28.83% | 0.79291 | 0.16048 | 0 | 0 | 0 | 0.33741 | 0.57509 | 0.96331 | 33.33% | 0.48143 | 0.55221 | 0.5 | 0 | 0 | 0.89399 | 1.3987 | 1.763 | 64.86% | 0.85132 | 0.49876 | 0 | 0 | 0 | 0.5 | 1.3294 | 7.4357 | 36.04% | 1.384 | 4456.6214 | 3936.1424 | 3388.3095 | 3634.0839 | 467456% | 6552.2685 | 100% | 2940.7436 | 3685.9433 | 0 | 0 | 464134% | 5480.54 | 63.96% | 7397.365 |  | 3699.366 | 3684.03 | 2043 | 3582.174 | 3665.41 | 3699.366 | 1013.614 | 1106.6 | 1205.504 |  |  |  | 1013.614 | 1106.6 | 1205.504 | 3507.894 | 3645.11 | 3698.578 | 1014.331 | 1098.59 | 1192.185
2044 | 15.8613 | 15.9509 | 10.2959 | 12.6727 | 18.9164 | 21.8723 | 15.8613 | 15.4454 | 13.6861 | 14.5367 | 17.1506 | 18.7009 | 5.19 | 5.029 | 5.19 | 4.6134 | 4.8511 | 5.19 | 5.19 | 9.971 | 9.6924 | 5.0895 | 7.1098 | 12.6442 | 15.6296 | 19.9487 | 21.4568 | 12.8246 | 15.8343 | 24.4356 | 25.8394 | 0.57273 | 0.47273 | 0.35455 | 0.1 | 3651.5315 | 3667 | 3591 | 3621.5 | 3688 | 3698 | 0.50721 | 0.4928 | 0.42897 | 0.44337 | 0.53721 | 0.56786 | 9.4517 | 8.23 | 8.23 | 8.23 | 9.2909 | 13.2019 | 9.4921 | 9.0979 | 8.23 | 8.2656 | 10.4003 | 11.6792 | 13.9253 | 11.5229 | 6.8666 | 6.8666 | 20.0188 | 25.0932 | 0.25455 | 0.20909 | 0 | 0.063636 | 1091.1081 | 1076 | 1008 | 1008 | 1162.5 | 1200 | 0.59575 | 0.53223 | 0.37278 | 0.37278 | 0.78277 | 0.9418 | 9.7789 | 9.5 | 8.6013 | 9.2041 | 10 | 10.8252 | #DIV/0! | #DIV/0! | #DIV/0! | 0.32377 | 0.5 | 0 | 0 | 0.5 | 0.5 | 64.86% | 0.49914 | 0.21913 | 0 | 0 | 0 | 0.29587 | 0.89875 | 27.93% | 0.78463 | 0.16098 | 0 | 0 | 0 | 0.33891 | 0.57659 | 0.96481 | 33.33% | 0.48293 | 0.5429 | 0.5 | 0 | 0 | 0.79587 | 1.3987 | 1.763 | 64.86% | 0.83696 | 0.49806 | 0 | 0 | 0 | 0.5 | 1.3252 | 7.4191 | 36.04% | 1.3821 | 4451.8537 | 3939.8947 | 3380.8049 | 3628.4554 | 466269% | 6583.258 | 100% | 2904.4767 | 3672.9494 | 0 | 0 | 463450% | 5478.3906 | 63.06% | 7356.3304 |  | 3699.38 | 3684.042 | 2044 | 3579.824 | 3665.26 | 3699.38 | 1012.932 | 1105.59 | 1207.998 |  |  |  | 1012.932 | 1105.59 | 1207.998 | 3506.369 | 3644.515 | 3698.685 | 1013.258 | 1097.915 | 1190.49
2045 | 15.8613 | 15.9509 | 10.2959 | 12.6727 | 18.9164 | 21.8723 | 15.8613 | 15.4454 | 13.6861 | 14.5367 | 17.1506 | 18.7009 | 5.205 | 5.0435 | 5.205 | 4.6269 | 4.8646 | 5.205 | 5.205 | 9.9565 | 9.6774 | 5.076 | 7.0963 | 12.6292 | 15.6146 | 19.9593 | 21.5508 | 12.7986 | 15.7804 | 24.526 | 25.8173 | 0.56364 | 0.48182 | 0.35455 | 0.090909 | 3651.6036 | 3668 | 3590 | 3621 | 3689 | 3698 | 0.50726 | 0.4928 | 0.42897 | 0.44577 | 0.54596 | 0.59459 | 9.4378 | 8.23 | 8.23 | 8.23 | 9.2196 | 13.1595 | 9.4806 | 9.0792 | 8.23 | 8.2404 | 10.3727 | 11.6647 | 13.8578 | 11.7199 | 6.8666 | 6.8667 | 19.7612 | 25.089 | 0.24545 | 0.20909 | 0 | 0.063636 | 1090.2973 | 1078 | 1008 | 1008 | 1160.5 | 1200 | 0.59393 | 0.5253 | 0.37278 | 0.37278 | 0.78277 | 0.9418 | 9.774 | 9.5 | 8.6013 | 9.2041 | 10 | 10.8209 | #DIV/0! | #DIV/0! | #DIV/0! | 0.32857 | 0.5 | 0 | 0 | 0.5 | 0.5 | 65.77% | 0.49961 | 0.21519 | 0 | 0 | 0 | 0.29587 | 0.89875 | 27.93% | 0.77051 | 0.16148 | 0 | 0 | 0 | 0.34041 | 0.57809 | 0.96631 | 33.33% | 0.48443 | 0.54376 | 0.5 | 0 | 0 | 0.79587 | 1.3987 | 1.763 | 65.77% | 0.82681 | 0.48914 | 0 | 0 | 0 | 0.5 | 1.3209 | 7.404 | 35.14% | 1.3922 | 4445.6271 | 3947.3993 | 3380.8049 | 3624.7032 | 463646% | 6581.7645 | 100% | 2895.3144 | 3690.2746 | 0 | 0 | 462538% | 5476.2507 | 63.06% | 7340.9415 |  | 3698.8 | 3684.02 | 2045 | 3582.294 | 3663.91 | 3698.8 | 1013.464 | 1104.41 | 1204.7 |  |  |  | 1013.464 | 1104.41 | 1204.7 | 3505.793 | 3644.67 | 3698.777 | 1013.887 | 1097.24 | 1191.575
2046 | 15.8613 | 15.9509 | 10.2959 | 12.6727 | 18.9164 | 21.8723 | 15.8613 | 15.4454 | 13.6861 | 14.5367 | 17.1506 | 18.7009 | 5.22 | 5.058 | 5.22 | 4.6404 | 4.8781 | 5.22 | 5.22 | 9.942 | 9.6624 | 5.0625 | 7.0828 | 12.6142 | 15.5996 | 19.9676 | 21.6437 | 12.7696 | 15.7019 | 24.6082 | 25.8126 | 0.55455 | 0.48182 | 0.35455 | 0.090909 | 3651.6036 | 3669 | 3590 | 3620 | 3689 | 3698 | 0.50756 | 0.49026 | 0.43137 | 0.44697 | 0.54742 | 0.5886 | 9.4254 | 8.23 | 8.23 | 8.23 | 9.1744 | 13.1415 | 9.4704 | 9.0553 | 8.23 | 8.23 | 10.3462 | 11.6608 | 13.789 | 11.7606 | 6.8666 | 6.8668 | 19.7483 | 25.0849 | 0.25455 | 0.20909 | 0 | 0.063636 | 1089.4685 | 1079 | 1008 | 1008 | 1160 | 1200 | 0.59176 | 0.52992 | 0.37278 | 0.37278 | 0.77397 | 0.9418 | 9.7652 | 9.5 | 8.6013 | 9.2041 | 10 | 10.8167 | #DIV/0! | #DIV/0! | #DIV/0! | 0.33333 | 0.5 | 0 | 0 | 0.5 | 0.5 | 66.67% | 0.5 | 0.21577 | 0 | 0 | 0 | 0.29587 | 0.89875 | 27.93% | 0.7726 | 0.16198 | 0 | 0 | 0 | 0.34191 | 0.57959 | 0.96781 | 33.33% | 0.48593 | 0.5491 | 0.5 | 0 | 0 | 0.79587 | 1.3987 | 1.763 | 66.67% | 0.82366 | 0.48094 | 0 | 0 | 0 | 0.5 | 1.3167 | 7.3874 | 33.33% | 1.4428 | 4440.0857 | 3947.3993 | 3380.8049 | 3619.0747 | 463219% | 6578.7554 | 100% | 2855.2737 | 3690.2746 | 0 | 0 | 462994% | 5474.1013 | 62.16% | 7295.3594 |  | 3698.956 | 3684.02 | 2046 | 3580.544 | 3664.39 | 3698.956 | 1013.464 | 1104.01 | 1204.652 |  |  |  | 1013.464 | 1104.01 | 1204.652 | 3504.902 | 3644.65 | 3698.907 | 1012.643 | 1096.945 | 1191.377
2047 | 15.8613 | 15.9509 | 10.2959 | 12.6727 | 18.9164 | 21.8723 | 15.8613 | 15.4454 | 13.6861 | 14.5367 | 17.1506 | 18.7009 | 5.235 | 5.0725 | 5.235 | 4.6539 | 4.8916 | 5.235 | 5.235 | 9.9275 | 9.6474 | 5.049 | 7.0693 | 12.5992 | 15.5846 | 19.9715 | 21.6583 | 12.7427 | 15.6097 | 24.6866 | 25.8108 | 0.55455 | 0.48182 | 0.37273 | 0.090909 | 3651.6667 | 3669 | 3590 | 3619 | 3690 | 3697 | 0.50762 | 0.4928 | 0.43137 | 0.44697 | 0.55929 | 0.59759 | 9.4156 | 8.23 | 8.23 | 8.23 | 9.1631 | 13.1265 | 9.4606 | 9.0319 | 8.23 | 8.23 | 10.3189 | 11.6576 | 13.7257 | 11.5614 | 6.8666 | 6.8668 | 19.5009 | 25.0807 | 0.23636 | 0.20909 | 0 | 0.072727 | 1088.7297 | 1076 | 1008 | 1008 | 1158 | 1200 | 0.58961 | 0.53223 | 0.37278 | 0.37278 | 0.772 | 0.9418 | 9.7518 | 9.5 | 8.6013 | 9.2041 | 10 | 10.8124 | #DIV/0! | #DIV/0! | #DIV/0! | 0.34234 | 0.5 | 0 | 0 | 0.5 | 0.5 | 68.47% | 0.5 | 0.21767 | 0 | 0 | 0 | 0.29587 | 0.89875 | 28.83% | 0.75504 | 0.16248 | 0 | 0 | 0 | 0.34341 | 0.58109 | 0.96931 | 33.33% | 0.48743 | 0.56001 | 0.5 | 0 | 0 | 0.79587 | 1.3987 | 1.763 | 68.47% | 0.81791 | 0.46942 | 0 | 0 | 0 | 0.5 | 1.3124 | 7.3801 | 31.53% | 1.4887 | 4435.7862 | 3947.3993 | 3388.3095 | 3622.827 | 462860% | 6526.3146 | 100% | 2720.8604 | 3668.6181 | 0 | 0 | 461854% | 5471.9519 | 58.56% | 7156.6466 |  | 3699.4 | 3684.022 | 2047 | 3579.506 | 3663.87 | 3699.4 | 1014.472 | 1102.65 | 1205.958 |  |  |  | 1014.472 | 1102.65 | 1205.958 | 3504.542 | 3643.93 | 3699.145 | 1012.258 | 1097.16 | 1190.554
2048 | 15.8613 | 15.9509 | 10.2959 | 12.6727 | 18.9164 | 21.8723 | 15.8613 | 15.4454 | 13.6861 | 14.5367 | 17.1506 | 18.7009 | 5.25 | 5.087 | 5.25 | 4.6674 | 4.9051 | 5.25 | 5.25 | 9.913 | 9.6324 | 5.0355 | 7.0558 | 12.5842 | 15.5696 | 19.9729 | 21.6677 | 12.7125 | 15.5554 | 24.775 | 25.7861 | 0.54545 | 0.47273 | 0.38182 | 0.090909 | 3651.6306 | 3669 | 3589 | 3618.5 | 3690 | 3697 | 0.50787 | 0.50297 | 0.43137 | 0.44817 | 0.59459 | 0.60358 | 9.4036 | 8.23 | 8.23 | 8.23 | 9.1503 | 13.0187 | 9.4509 | 9.0077 | 8.23 | 8.23 | 10.2919 | 11.6572 | 13.6546 | 11.3989 | 6.8666 | 6.8668 | 19.2453 | 25.0769 | 0.23636 | 0.20909 | 0 | 0.072727 | 1087.8108 | 1074 | 1008 | 1008 | 1156 | 1200 | 0.58768 | 0.5253 | 0.37278 | 0.37278 | 0.76344 | 0.9418 | 9.7497 | 9.5 | 8.6013 | 9.1514 | 10 | 10.8086 | #DIV/0! | #DIV/0! | #DIV/0! | 0.34234 | 0.5 | 0 | 0 | 0.5 | 0.5 | 68.47% | 0.5 | 0.22096 | 0 | 0 | 0 | 0.34862 | 0.89875 | 27.93% | 0.79119 | 0.16298 | 0 | 0 | 0 | 0.34491 | 0.58259 | 0.97081 | 33.33% | 0.48893 | 0.56331 | 0.5 | 0 | 0 | 0.84862 | 1.3987 | 1.763 | 68.47% | 0.82272 | 0.47071 | 0 | 0 | 0 | 0.5 | 1.3086 | 7.3707 | 31.53% | 1.4928 | 4430.3458 | 3936.1424 | 3388.3095 | 3622.827 | 462459% | 6529.1534 | 100% | 2686.1463 | 3646.9615 | 0 | 0 | 460486% | 5469.9989 | 57.66% | 7116.4921 |  | 3699.06 | 3684.022 | 2048 | 3576.296 | 3663.74 | 3699.06 | 1013.482 | 1103.03 | 1203.77 |  |  |  | 1013.482 | 1103.03 | 1203.77 | 3502.945 | 3643.77 | 3698.969 | 1012.13 | 1095.685 | 1191.332
2049 | 15.8613 | 15.9509 | 10.2959 | 12.6727 | 18.9164 | 21.8723 | 15.8613 | 15.4454 | 13.6861 | 14.5367 | 17.1506 | 18.7009 | 5.265 | 5.1015 | 5.265 | 4.6809 | 4.9186 | 5.265 | 5.265 | 9.8985 | 9.6174 | 5.022 | 7.0423 | 12.5692 | 15.5546 | 19.9737 | 21.6698 | 12.6835 | 15.4676 | 24.8633 | 25.7618 | 0.54545 | 0.46364 | 0.38182 | 0.090909 | 3651.5586 | 3669 | 3589 | 3618 | 3691 | 3697 | 0.50787 | 0.52699 | 0.44577 | 0.47169 | 0.59609 | 0.60358 | 9.3898 | 8.23 | 8.23 | 8.23 | 9.1366 | 12.9889 | 9.441 | 8.9833 | 8.23 | 8.23 | 10.2828 | 11.657 | 13.5812 | 11.248 | 6.8666 | 6.8667 | 19.1539 | 25.0732 | 0.23636 | 0.2 | 0 | 0.072727 | 1086.9009 | 1073 | 1008 | 1008 | 1155 | 1200 | 0.58528 | 0.52068 | 0.37278 | 0.37278 | 0.75511 | 0.9418 | 9.7408 | 9.5 | 8.6013 | 9.1514 | 10 | 10.8048 | #DIV/0! | #DIV/0! | #DIV/0! | 0.34685 | 0.5 | 0 | 0 | 0.5 | 0.5 | 69.37% | 0.5 | 0.2221 | 0 | 0 | 0 | 0.3486 | 0.89875 | 28.83% | 0.77042 | 0.16348 | 0 | 0 | 0 | 0.34641 | 0.58409 | 0.97231 | 33.33% | 0.49043 | 0.56895 | 0.5 | 0 | 0 | 0.8486 | 1.3987 | 1.763 | 69.37% | 0.82018 | 0.46287 | 0 | 0 | 0 | 0.5 | 1.3048 | 7.3605 | 30.63% | 1.5111 | 4423.3524 | 3924.8856 | 3388.3095 | 3619.0747 | 461017% | 6526.0334 | 100% | 2709.731 | 3625.305 | 0 | 0 | 459119% | 5468.0795 | 58.56% | 7133.0834 |  | 3699.372 | 3684.002 | 2049 | 3577.922 | 3664.26 | 3699.372 | 1014.448 | 1103.54 | 1203.964 |  |  |  | 1014.448 | 1103.54 | 1203.964 | 3501.644 | 3643.235 | 3698.965 | 1011.805 | 1097.655 | 1190.316
2050 | 15.8613 | 15.9509 | 10.2959 | 12.6727 | 18.9164 | 21.8723 | 15.8613 | 15.4454 | 13.6861 | 14.5367 | 17.1506 | 18.7009 | 5.28 | 5.116 | 5.28 | 4.6944 | 4.9321 | 5.28 | 5.28 | 9.884 | 9.6024 | 5.0085 | 7.0288 | 12.5542 | 15.5396 | 19.974 | 21.474 | 12.6574 | 15.3403 | 24.9508 | 25.7361 | 0.54545 | 0.46364 | 0.38182 | 0.090909 | 3651.5405 | 3668 | 3589 | 3616.5 | 3691.5 | 3697 | 0.50777 | 0.5591 | 0.45297 | 0.49916 | 0.59909 | 0.60658 | 9.3759 | 8.23 | 8.23 | 8.23 | 9.1013 | 12.9739 | 9.4315 | 8.9802 | 8.23 | 8.23 | 10.2758 | 11.6547 | 13.5124 | 10.9323 | 6.8666 | 6.8667 | 19.1628 | 25.069 | 0.23636 | 0.2 | 0 | 0.063636 | 1085.982 | 1069 | 1008 | 1008 | 1155 | 1200 | 0.58304 | 0.51837 | 0.37278 | 0.37278 | 0.75094 | 0.9418 | 9.7243 | 9.5 | 8.6013 | 9.1514 | 10 | 10.8005 | #DIV/0! | #DIV/0! | #DIV/0! | 0.35586 | 0.5 | 0 | 0 | 0.5 | 0.5 | 71.17% | 0.5 | 0.22577 | 0 | 0 | 0 | 0.34862 | 0.89875 | 30.63% | 0.73706 | 0.16398 | 0 | 0 | 0 | 0.34791 | 0.58559 | 0.97381 | 33.33% | 0.49193 | 0.58162 | 0.5 | 0 | 0 | 0.84862 | 1.3987 | 1.763 | 71.17% | 0.81722 | 0.45004 | 0 | 0 | 0 | 0.5 | 1.3005 | 7.3499 | 28.83% | 1.5611 | 4416.4086 | 3917.381 | 3392.0617 | 3613.4463 | 454650% | 6524.4044 | 100% | 2637.5039 | 3625.305 | 0 | 0 | 457295% | 5465.9001 | 56.76% | 7053.9126 |  | 3699.502 | 3684 | 2050 | 3575.034 | 3664.38 | 3699.502 | 1014.4 | 1101.03 | 1204.162 |  |  |  | 1014.4 | 1101.03 | 1204.162 | 3500.538 | 3642.755 | 3699.168 | 1011.926 | 1097.785 | 1189.378
2051 | 15.8613 | 15.9509 | 10.2959 | 12.6727 | 18.9164 | 21.8723 | 15.8613 | 15.4454 | 13.6861 | 14.5367 | 17.1506 | 18.7009 | 5.295 | 5.1305 | 5.295 | 4.7079 | 4.9456 | 5.295 | 5.295 | 9.8695 | 9.5874 | 4.995 | 7.0153 | 12.5392 | 15.5246 | 19.9572 | 21.2566 | 12.6268 | 15.2338 | 24.956 | 25.7111 | 0.53636 | 0.46364 | 0.38182 | 0.090909 | 3651.3514 | 3666 | 3589 | 3615.5 | 3691.5 | 3697 | 0.50781 | 0.59459 | 0.4928 | 0.51479 | 0.60508 | 0.60958 | 9.38 | 8.23 | 8.23 | 8.23 | 9.0867 | 13.0463 | 9.4217 | 8.9739 | 8.23 | 8.23 | 10.2512 | 11.6525 | 13.4651 | 11.1503 | 6.8666 | 6.8666 | 19.2489 | 25.0648 | 0.22727 | 0.2 | 0 | 0.063636 | 1085.3784 | 1071 | 1008 | 1008 | 1156 | 1200 | 0.58074 | 0.50913 | 0.37278 | 0.37278 | 0.75094 | 0.9418 | 9.7087 | 9.5 | 8.6013 | 9.106 | 10 | 10.7962 | #DIV/0! | #DIV/0! | #DIV/0! | 0.36036 | 0.5 | 0 | 0 | 0.5 | 0.5 | 72.07% | 0.5 | 0.23587 | 0 | 0 | 0 | 0.39399 | 0.89875 | 32.43% | 0.72727 | 0.16448 | 0 | 0 | 0 | 0.34941 | 0.58709 | 0.97531 | 33.33% | 0.49343 | 0.59623 | 0.5 | 0 | 0 | 0.89399 | 1.3987 | 1.763 | 72.07% | 0.82727 | 0.4446 | 0 | 0 | 0 | 0.5 | 1.2962 | 7.3393 | 27.93% | 1.5919 | 4417.8435 | 3902.3719 | 3392.0617 | 3607.8179 | 450091% | 6566.7628 | 100% | 2569.9319 | 3612.311 | 0 | 0 | 456611% | 5463.7254 | 54.95% | 6987.7754 |  | 3699.698 | 3683.998 | 2051 | 3573.872 | 3664.01 | 3699.698 | 1014.396 | 1100.48 | 1203.668 |  |  |  | 1014.396 | 1100.48 | 1203.668 | 3499.472 | 3642.43 | 3699.063 | 1011.845 | 1096.675 | 1189.628
2052 | 15.8613 | 15.9509 | 10.2959 | 12.6727 | 18.9164 | 21.8723 | 15.8613 | 15.4454 | 13.6861 | 14.5367 | 17.1506 | 18.7009 | 5.31 | 5.145 | 5.31 | 4.7214 | 4.9591 | 5.31 | 5.31 | 9.855 | 9.5724 | 4.9815 | 7.0018 | 12.5242 | 15.5096 | 19.9336 | 21.0541 | 12.6 | 15.1823 | 24.9583 | 25.6868 | 0.53636 | 0.46364 | 0.38182 | 0.090909 | 3651.1622 | 3665 | 3588 | 3615 | 3691.5 | 3697 | 0.50736 | 0.59759 | 0.4928 | 0.5325 | 0.60958 | 0.60958 | 9.3732 | 8.23 | 8.23 | 8.23 | 8.9697 | 13.0385 | 9.4116 | 8.9619 | 8.23 | 8.23 | 10.2313 | 11.6507 | 13.4206 | 11.1147 | 6.8666 | 6.8666 | 19.1016 | 25.0605 | 0.22727 | 0.2 | 0 | 0.063636 | 1084.7838 | 1071 | 1008 | 1008 | 1154.5 | 1200 | 0.57933 | 0.51375 | 0.37278 | 0.37278 | 0.75511 | 0.9418 | 9.7006 | 9.5 | 8.6013 | 8.9957 | 10 | 10.7919 | #DIV/0! | #DIV/0! | #DIV/0! | 0.36036 | 0.5 | 0 | 0 | 0.5 | 0.5 | 72.07% | 0.5 | 0.24241 | 0 | 0 | 0 | 0.50428 | 0.89875 | 32.43% | 0.74742 | 0.16498 | 0 | 0 | 0 | 0.35091 | 0.58859 | 0.97681 | 33.33% | 0.49493 | 0.60277 | 0.5 | 0 | 0 | 1.0043 | 1.3987 | 1.763 | 72.07% | 0.83634 | 0.44302 | 0 | 0 | 0 | 0.5 | 1.2919 | 7.3288 | 27.93% | 1.5863 | 4413.0355 | 3906.1242 | 3388.3095 | 3600.3133 | 452338% | 6562.8496 | 100% | 2535.4732 | 3594.9858 | 0 | 0 | 457523% | 5461.5337 | 54.05% | 6948.5087 |  | 3699.548 | 3684 | 2052 | 3573.342 | 3663.83 | 3699.548 | 1014.552 | 1100.35 | 1205.224 |  |  |  | 1014.552 | 1100.35 | 1205.224 | 3499.025 | 3641.83 | 3699.06 | 1012.008 | 1096.165 | 1189.004
2053 | 15.8613 | 15.9509 | 10.2959 | 12.6727 | 18.9164 | 21.8723 | 15.8613 | 15.4454 | 13.6861 | 14.5367 | 17.1506 | 18.7009 | 5.325 | 5.1595 | 5.325 | 4.7349 | 4.9726 | 5.325 | 5.325 | 9.8405 | 9.5574 | 4.968 | 6.9883 | 12.5092 | 15.4946 | 19.9038 | 20.8358 | 12.5721 | 15.1597 | 24.9575 | 25.6626 | 0.53636 | 0.44545 | 0.38182 | 0.090909 | 3650.9099 | 3663 | 3588 | 3614.5 | 3691.5 | 3697 | 0.5069 | 0.60059 | 0.50297 | 0.58127 | 0.60958 | 0.60958 | 9.3661 | 8.23 | 8.23 | 8.23 | 8.95 | 13.0601 | 9.4019 | 8.9285 | 8.23 | 8.23 | 10.2116 | 11.6495 | 13.3836 | 11.0177 | 6.8666 | 6.8666 | 19.1869 | 25.0563 | 0.22727 | 0.2 | 0 | 0.063636 | 1084.3694 | 1070 | 1008 | 1008 | 1155.5 | 1200 | 0.5778 | 0.51375 | 0.37278 | 0.37278 | 0.74886 | 0.9418 | 9.6873 | 9.5 | 8.6013 | 8.9146 | 10 | 10.7875 | #DIV/0! | #DIV/0! | #DIV/0! | 0.36036 | 0.5 | 0 | 0 | 0.5 | 0.5 | 72.07% | 0.5 | 0.25082 | 0 | 0 | 0 | 0.58545 | 0.89875 | 33.33% | 0.75245 | 0.16548 | 0 | 0 | 0 | 0.35241 | 0.59009 | 0.97831 | 33.33% | 0.49643 | 0.61118 | 0.5 | 0 | 0 | 1.0854 | 1.3987 | 1.763 | 72.07% | 0.84801 | 0.43812 | 0 | 0 | 0 | 0.5 | 1.2875 | 7.3133 | 27.93% | 1.5687 | 4407.7705 | 3894.8674 | 3384.5572 | 3598.4372 | 451962% | 6555.582 | 100% | 2499.9428 | 3625.305 | 0 | 0 | 456611% | 5459.3505 | 53.15% | 6907.7133 |  | 3699.796 | 3683.992 | 2053 | 3569.408 | 3664.27 | 3699.796 | 1013.446 | 1100.81 | 1204.796 |  |  |  | 1013.446 | 1100.81 | 1204.796 | 3498.254 | 3641.325 | 3699.065 | 1012.387 | 1095.575 | 1190.069
2054 | 15.8613 | 15.9509 | 10.2959 | 12.6727 | 18.9164 | 21.8723 | 15.8613 | 15.4454 | 13.6861 | 14.5367 | 17.1506 | 18.7009 | 5.34 | 5.174 | 5.34 | 4.7484 | 4.9861 | 5.34 | 5.34 | 9.826 | 9.5424 | 4.9545 | 6.9748 | 12.4942 | 15.4796 | 19.8692 | 20.7712 | 12.545 | 15.098 | 24.9585 | 25.6354 | 0.52727 | 0.44545 | 0.38182 | 0.090909 | 3650.6306 | 3662 | 3588 | 3614 | 3691.5 | 3697 | 0.50629 | 0.60059 | 0.56494 | 0.58561 | 0.60958 | 0.60958 | 9.3573 | 8.23 | 8.23 | 8.23 | 8.9161 | 13.0258 | 9.3924 | 8.9182 | 8.23 | 8.23 | 10.2015 | 11.6399 | 13.3567 | 10.9175 | 6.8666 | 6.8666 | 19.0388 | 25.0521 | 0.22727 | 0.2 | 0 | 0.063636 | 1083.982 | 1068 | 1008 | 1008 | 1154 | 1200 | 0.57672 | 0.51144 | 0.37278 | 0.37278 | 0.75302 | 0.9418 | 9.6692 | 9.5 | 8.5809 | 8.9057 | 10 | 10.7832 | #DIV/0! | #DIV/0! | #DIV/0! | 0.36486 | 0.5 | 0 | 0 | 0.5 | 0.5 | 72.97% | 0.5 | 0.25846 | 0 | 0 | 0 | 0.59434 | 0.91908 | 34.23% | 0.75497 | 0.16598 | 0 | 0 | 0 | 0.35391 | 0.59159 | 0.97981 | 33.33% | 0.49793 | 0.62332 | 0.5 | 0 | 0 | 1.0943 | 1.4191 | 1.763 | 72.97% | 0.85418 | 0.4277 | 0 | 0 | 0 | 0.5 | 1.2832 | 7.2978 | 27.03% | 1.5825 | 4401.3543 | 3894.8674 | 3380.8049 | 3592.8088 | 450062% | 6548.0449 | 100% | 2493.2214 | 3603.6484 | 0 | 0 | 455699% | 5457.1747 | 53.15% | 6894.5757 |  | 3699.332 | 3683.992 | 2054 | 3569.508 | 3663.48 | 3699.332 | 1013.89 | 1099.67 | 1202.41 |  |  |  | 1013.89 | 1099.67 | 1202.41 | 3497.777 | 3640.51 | 3698.791 | 1012.02 | 1093.705 | 1190.458
2055 | 15.8613 | 15.9509 | 10.2959 | 12.6727 | 18.9164 | 21.8723 | 15.8613 | 15.4454 | 13.6861 | 14.5367 | 17.1506 | 18.7009 | 5.355 | 5.1885 | 5.355 | 4.7619 | 4.9996 | 5.355 | 5.355 | 9.8115 | 9.5274 | 4.941 | 6.9613 | 12.4792 | 15.4646 | 19.8309 | 20.7715 | 12.4952 | 15.0371 | 24.9564 | 25.6081 | 0.52727 | 0.44545 | 0.38182 | 0.090909 | 3650.2793 | 3662 | 3587 | 3613.5 | 3691.5 | 3697 | 0.50561 | 0.60059 | 0.57662 | 0.59609 | 0.60958 | 0.60958 | 9.3475 | 8.23 | 8.23 | 8.23 | 8.8732 | 12.9941 | 9.3834 | 8.9064 | 8.23 | 8.23 | 10.1811 | 11.6228 | 13.3289 | 10.8149 | 6.8666 | 6.8666 | 19.1481 | 25.0478 | 0.22727 | 0.2 | 0 | 0.063636 | 1083.6937 | 1067 | 1008 | 1008 | 1155 | 1200 | 0.57572 | 0.50682 | 0.37278 | 0.37278 | 0.74677 | 0.9418 | 9.6615 | 9.5 | 8.5809 | 8.8983 | 10 | 10.7789 | #DIV/0! | #DIV/0! | #DIV/0! | 0.36486 | 0.5 | 0 | 0 | 0.5 | 0.5 | 72.97% | 0.5 | 0.26011 | 0 | 0 | 0 | 0.60166 | 0.91908 | 35.14% | 0.74032 | 0.16648 | 0 | 0 | 0 | 0.35541 | 0.59309 | 0.98131 | 33.33% | 0.49943 | 0.62498 | 0.5 | 0 | 0 | 1.1017 | 1.4191 | 1.763 | 72.97% | 0.85645 | 0.42158 | 0 | 0 | 0 | 0.5 | 1.2789 | 7.2824 | 27.03% | 1.5598 | 4394.0489 | 3898.6196 | 3377.0526 | 3587.1803 | 448087% | 6540.507 | 100% | 2487.9987 | 3581.9919 | 0 | 0 | 457067% | 5455.0019 | 53.15% | 6882.0477 |  | 3699.16 | 3683.99 | 2055 | 3566.128 | 3661.26 | 3699.16 | 1013.704 | 1098.08 | 1202.664 |  |  |  | 1013.704 | 1098.08 | 1202.664 | 3497.282 | 3639.89 | 3699.224 | 1011.656 | 1092.425 | 1189.411
2056 | 15.8613 | 15.9509 | 10.2959 | 12.6727 | 18.9164 | 21.8723 | 15.8613 | 15.4454 | 13.6861 | 14.5367 | 17.1506 | 18.7009 | 5.37 | 5.203 | 5.37 | 4.7754 | 5.0131 | 5.37 | 5.37 | 9.797 | 9.5124 | 4.9275 | 6.9478 | 12.4642 | 15.4496 | 19.7891 | 20.7673 | 12.4239 | 14.9735 | 24.9545 | 25.5839 | 0.52727 | 0.43636 | 0.37273 | 0.090909 | 3649.8649 | 3662 | 3586 | 3612.5 | 3691.5 | 3697 | 0.50478 | 0.59759 | 0.56494 | 0.58561 | 0.60958 | 0.60958 | 9.3377 | 8.23 | 8.23 | 8.23 | 8.841 | 12.9791 | 9.3746 | 8.8927 | 8.23 | 8.23 | 10.155 | 11.6096 | 13.3089 | 10.7411 | 6.8666 | 6.8666 | 18.9631 | 25.0436 | 0.22727 | 0.19091 | 0 | 0.063636 | 1083.4775 | 1066 | 1008 | 1008 | 1153.5 | 1200 | 0.57494 | 0.50451 | 0.37278 | 0.37278 | 0.75094 | 0.9418 | 9.6445 | 9.5 | 8.5809 | 8.8983 | 10 | 10.7746 | #DIV/0! | #DIV/0! | #DIV/0! | 0.36937 | 0.5 | 0 | 0 | 0.5 | 0.5 | 73.87% | 0.5 | 0.2664 | 0 | 0 | 0 | 0.60166 | 0.91908 | 36.04% | 0.73927 | 0.16698 | 0 | 0 | 0 | 0.35691 | 0.59459 | 0.98281 | 33.33% | 0.50093 | 0.63577 | 0.5 | 0 | 0 | 1.1017 | 1.4191 | 1.763 | 73.87% | 0.86062 | 0.41087 | 0 | 0 | 0 | 0.5 | 1.2746 | 7.267 | 26.13% | 1.5726 | 4386.2638 | 3894.8674 | 3373.3003 | 3583.4281 | 446812% | 6532.9486 | 100% | 2481.5801 | 3603.6484 | 0 | 0 | 456155% | 5440.3445 | 53.15% | 6867.8439 |  | 3699.442 | 3683.97 | 2056 | 3564.494 | 3659.83 | 3699.442 | 1013.566 | 1100.04 | 1203.092 |  |  |  | 1013.566 | 1100.04 | 1203.092 | 3497.117 | 3639.07 | 3699 | 1011.667 | 1094.585 | 1189.391
2057 | 15.8613 | 15.9509 | 10.2959 | 12.6727 | 18.9164 | 21.8723 | 15.8613 | 15.4454 | 13.6861 | 14.5367 | 17.1506 | 18.7009 | 5.385 | 5.2175 | 5.385 | 4.7889 | 5.0266 | 5.385 | 5.385 | 9.7825 | 9.4974 | 4.914 | 6.9343 | 12.4492 | 15.4346 | 19.7429 | 20.6915 | 12.3264 | 14.9133 | 24.9523 | 25.5566 | 0.51818 | 0.43636 | 0.37273 | 0.090909 | 3649.5045 | 3662 | 3585 | 3612.5 | 3691.5 | 3697 | 0.50383 | 0.59759 | 0.56202 | 0.57078 | 0.60958 | 0.60958 | 9.3288 | 8.23 | 8.23 | 8.23 | 8.829 | 12.9641 | 9.366 | 8.8777 | 8.23 | 8.23 | 10.1288 | 11.5804 | 13.2873 | 10.6987 | 6.8666 | 6.8666 | 18.7499 | 25.0393 | 0.21818 | 0.19091 | 0 | 0.063636 | 1083.2342 | 1066 | 1008 | 1008 | 1151.5 | 1200 | 0.57438 | 0.5022 | 0.37278 | 0.37278 | 0.74469 | 0.9418 | 9.6377 | 9.5 | 8.5809 | 8.8983 | 10 | 10.7702 | #DIV/0! | #DIV/0! | #DIV/0! | 0.36937 | 0.5 | 0 | 0 | 0.5 | 0.5 | 73.87% | 0.5 | 0.26864 | 0 | 0 | 0 | 0.60166 | 0.91908 | 36.04% | 0.74549 | 0.16748 | 0 | 0 | 0 | 0.35841 | 0.59609 | 0.98431 | 33.33% | 0.50243 | 0.63801 | 0.5 | 0 | 0 | 1.1017 | 1.4191 | 1.7673 | 73.87% | 0.86365 | 0.40632 | 0 | 0 | 0 | 0.5 | 1.2702 | 7.2513 | 26.13% | 1.5552 | 4378.7679 | 3891.1151 | 3369.5481 | 3577.7996 | 444924% | 6515.6306 | 100% | 2478.4151 | 3586.3232 | 0 | 0 | 457067% | 5385.6119 | 53.15% | 6857.183 |  | 3698.63 | 3683.97 | 2057 | 3563.914 | 3659.3 | 3698.63 | 1013.346 | 1097.4 | 1201.448 |  |  |  | 1013.346 | 1097.4 | 1201.448 | 3496.484 | 3638.305 | 3698.927 | 1011.746 | 1093.31 | 1188.197
2058 | 15.8613 | 15.9509 | 10.2959 | 12.6727 | 18.9164 | 21.8723 | 15.8613 | 15.4454 | 13.6861 | 14.5367 | 17.1506 | 18.7009 | 5.4 | 5.232 | 5.4 | 4.8024 | 5.0401 | 5.4 | 5.4 | 9.768 | 9.4824 | 4.9005 | 6.9208 | 12.4342 | 15.4196 | 19.6926 | 20.6156 | 12.2224 | 14.8477 | 24.9499 | 25.5307 | 0.51818 | 0.43636 | 0.37273 | 0.081818 | 3649 | 3661 | 3584 | 3612 | 3691.5 | 3697 | 0.50302 | 0.59459 | 0.475 | 0.56348 | 0.60808 | 0.60958 | 9.3196 | 8.23 | 8.23 | 8.23 | 8.817 | 12.9491 | 9.3576 | 8.8637 | 8.23 | 8.23 | 10.1051 | 11.5526 | 13.2736 | 10.6592 | 6.8666 | 6.8666 | 18.6791 | 25.0351 | 0.21818 | 0.19091 | 0 | 0.063636 | 1083.045 | 1065 | 1008 | 1008 | 1151 | 1200 | 0.57368 | 0.5022 | 0.37278 | 0.37278 | 0.73636 | 0.9418 | 9.6212 | 9.5 | 8.5809 | 8.8983 | 9.5 | 10.7659 | #DIV/0! | #DIV/0! | #DIV/0! | 0.37838 | 0.5 | 0 | 0.5 | 0.5 | 0.5 | 75.68% | 0.5 | 0.27024 | 0 | 0 | 0 | 0.60166 | 0.91908 | 36.04% | 0.74992 | 0.16798 | 0 | 0 | 0 | 0.35991 | 0.59759 | 0.98581 | 33.33% | 0.50393 | 0.64862 | 0.5 | 0 | 0.5 | 1.1017 | 1.4191 | 1.7677 | 75.68% | 0.8571 | 0.39144 | 0 | 0 | 0 | 0 | 1.2659 | 7.223 | 24.32% | 1.6093 | 4370.8634 | 3887.3628 | 3362.0435 | 3574.0474 | 443038% | 6401.0906 | 100% | 2470.2711 | 3577.6606 | 0 | 0 | 443093% | 5340.1524 | 53.15% | 6841.1345 |  | 3699.036 | 3683.96 | 2058 | 3562.22 | 3656.3 | 3699.036 | 1012.914 | 1097.97 | 1201.504 |  |  |  | 1012.914 | 1097.97 | 1201.504 | 3496.029 | 3637.565 | 3698.84 | 1011.167 | 1092.41 | 1188.152
2059 | 15.8613 | 15.9509 | 10.2959 | 12.6727 | 18.9164 | 21.8723 | 15.8613 | 15.4454 | 13.6861 | 14.5367 | 17.1506 | 18.7009 | 5.415 | 5.2465 | 5.415 | 4.8159 | 5.0536 | 5.415 | 5.415 | 9.7535 | 9.4674 | 4.887 | 6.9073 | 12.4192 | 15.4046 | 19.639 | 20.5375 | 12.1041 | 14.7843 | 24.9474 | 25.5067 | 0.51818 | 0.43636 | 0.37273 | 0.081818 | 3648.5405 | 3661 | 3583 | 3611 | 3691.5 | 3697 | 0.50186 | 0.5737 | 0.40894 | 0.51851 | 0.60358 | 0.60958 | 9.31 | 8.23 | 8.23 | 8.23 | 8.7962 | 12.9341 | 9.3496 | 8.849 | 8.23 | 8.23 | 10.082 | 11.5445 | 13.2592 | 10.8071 | 6.8666 | 6.8666 | 18.6019 | 24.9932 | 0.21818 | 0.19091 | 0 | 0.063636 | 1082.8739 | 1067 | 1008 | 1008 | 1150.5 | 1200 | 0.57318 | 0.49989 | 0.37278 | 0.37278 | 0.73428 | 0.9418 | 9.6129 | 9.5 | 8.5809 | 8.8468 | 9.5 | 10.7616 | #DIV/0! | #DIV/0! | #DIV/0! | 0.37838 | 0.5 | 0 | 0.5 | 0.5 | 0.5 | 75.68% | 0.5 | 0.27587 | 0 | 0 | 0 | 0.6532 | 0.91908 | 36.94% | 0.74687 | 0.16848 | 0 | 0 | 0 | 0.36141 | 0.59909 | 0.98731 | 33.33% | 0.50543 | 0.65425 | 0.5 | 0 | 0.5 | 1.1532 | 1.4191 | 1.7681 | 75.68% | 0.86454 | 0.38872 | 0 | 0 | 0 | 0 | 1.2616 | 7.1852 | 24.32% | 1.5981 | 4362.3759 | 3887.3628 | 3350.7867 | 3566.5428 | 441122% | 6378.3137 | 100% | 2468.4903 | 3568.998 | 0 | 0 | 442010% | 5320.6425 | 53.15% | 6830.8663 |  | 3699.548 | 3683.96 | 2059 | 3561.436 | 3656.57 | 3699.548 | 1012.534 | 1102.16 | 1201.832 |  |  |  | 1012.534 | 1102.16 | 1201.832 | 3494.05 | 3637.01 | 3699.181 | 1011.546 | 1093.165 | 1187.353
2060 | 15.8613 | 15.9509 | 10.2959 | 12.6727 | 18.9164 | 21.8723 | 15.8613 | 15.4454 | 13.6861 | 14.5367 | 17.1506 | 18.7009 | 5.43 | 5.261 | 5.43 | 4.8294 | 5.0671 | 5.43 | 5.43 | 9.739 | 9.4524 | 4.8735 | 6.8938 | 12.4042 | 15.3896 | 19.5814 | 20.4616 | 11.9939 | 14.7194 | 24.9449 | 25.481 | 0.51818 | 0.43636 | 0.36364 | 0.081818 | 3647.982 | 3660 | 3581 | 3610.5 | 3691.5 | 3696 | 0.50082 | 0.5737 | 0.40685 | 0.48136 | 0.60358 | 0.60958 | 9.3007 | 8.23 | 8.23 | 8.23 | 8.7593 | 12.7848 | 9.3421 | 8.8345 | 8.23 | 8.23 | 10.0675 | 11.524 | 13.2434 | 10.8847 | 6.8666 | 6.8666 | 18.5265 | 24.9263 | 0.21818 | 0.19091 | 0 | 0.063636 | 1082.7297 | 1068 | 1008 | 1008 | 1150 | 1199 | 0.57268 | 0.50451 | 0.37278 | 0.37278 | 0.7322 | 0.9418 | 9.6053 | 9.5 | 8.5809 | 8.8303 | 9.5 | 10.7572 | #DIV/0! | #DIV/0! | #DIV/0! | 0.37838 | 0.5 | 0 | 0.5 | 0.5 | 0.5 | 75.68% | 0.5 | 0.27806 | 0 | 0 | 0 | 0.66975 | 0.91908 | 36.04% | 0.77162 | 0.16898 | 0 | 0 | 0 | 0.36291 | 0.60059 | 0.98881 | 33.33% | 0.50693 | 0.65644 | 0.5 | 0 | 0.5 | 1.1697 | 1.4191 | 1.7684 | 75.68% | 0.86744 | 0.38338 | 0 | 0 | 0 | 0 | 1.2572 | 7.1474 | 24.32% | 1.5761 | 4353.7886 | 3883.6105 | 3339.5298 | 3564.6667 | 439069% | 6370.5935 | 100% | 2465.1202 | 3560.3354 | 0 | 0 | 441144% | 5314.158 | 53.15% | 6818.9088 |  | 3699.268 | 3683.962 | 2060 | 3558.632 | 3656.99 | 3699.268 | 1012.44 | 1099.41 | 1202.392 |  |  |  | 1012.44 | 1099.41 | 1202.392 | 3493.861 | 3636.705 | 3699.168 | 1011.474 | 1093.89 | 1188.703
2061 | 15.8613 | 15.9509 | 10.2959 | 12.6727 | 18.9164 | 21.8723 | 15.8613 | 15.4454 | 13.6861 | 14.5367 | 17.1506 | 18.7009 | 5.43 | 5.261 | 5.43 | 4.8294 | 5.0671 | 5.43 | 5.43 | 9.739 | 9.4524 | 4.8735 | 6.8938 | 12.4042 | 15.3896 | 19.5294 | 20.4001 | 11.8837 | 14.6726 | 24.9425 | 25.4606 | 0.51818 | 0.43636 | 0.36364 | 0.081818 | 3647.5225 | 3660 | 3580 | 3610 | 3691.5 | 3696 | 0.49955 | 0.56494 | 0.40685 | 0.47882 | 0.60358 | 0.60958 | 9.296 | 8.23 | 8.23 | 8.23 | 8.7372 | 12.7584 | 9.3337 | 8.8218 | 8.23 | 8.23 | 10.0537 | 11.5121 | 13.2292 | 10.8534 | 6.8666 | 6.8666 | 18.4594 | 24.8635 | 0.21818 | 0.19091 | 0 | 0.063636 | 1082.5676 | 1068 | 1008 | 1008 | 1148.5 | 1199 | 0.57222 | 0.50682 | 0.37278 | 0.37278 | 0.73011 | 0.93789 | 9.5995 | 9.5 | 8.5809 | 8.8165 | 9.5 | 10.7017 | #DIV/0! | #DIV/0! | #DIV/0! | 0.37838 | 0.5 | 0 | 0.5 | 0.5 | 0.5 | 75.68% | 0.5 | 0.28032 | 0 | 0 | 0 | 0.68353 | 0.91908 | 36.94% | 0.75892 | 0.16898 | 0 | 0 | 0 | 0.36291 | 0.60059 | 0.98881 | 33.33% | 0.50693 | 0.6587 | 0.5 | 0 | 0.5 | 1.1835 | 1.4191 | 1.7688 | 75.68% | 0.87043 | 0.37987 | 0 | 0 | 0 | 0 | 1.2017 | 7.1257 | 24.32% | 1.5617 | 4347.5851 | 3879.8582 | 3332.0253 | 3557.1621 | 437967% | 6370.5193 | 100% | 2431.6667 | 3603.6484 | 0 | 0 | 440061% | 5309.171 | 52.25% | 6779.2517
2062 | 15.8613 | 15.9509 | 10.2959 | 12.6727 | 18.9164 | 21.8723 | 15.8613 | 15.4454 | 13.6861 | 14.5367 | 17.1506 | 18.7009 | 5.43 | 5.261 | 5.43 | 4.8294 | 5.0671 | 5.43 | 5.43 | 9.739 | 9.4524 | 4.8735 | 6.8938 | 12.4042 | 15.3896 | 19.4821 | 20.3475 | 11.8011 | 14.6377 | 24.9396 | 25.4472 | 0.51818 | 0.43636 | 0.35455 | 0.081818 | 3647.0541 | 3659 | 3579 | 3609.5 | 3691.5 | 3695 | 0.49853 | 0.53866 | 0.40685 | 0.46752 | 0.58564 | 0.60958 | 9.2919 | 8.23 | 8.23 | 8.23 | 8.7208 | 12.7443 | 9.3255 | 8.8106 | 8.23 | 8.23 | 10.0408 | 11.4912 | 13.2168 | 10.8256 | 6.8666 | 6.8666 | 18.6011 | 24.8472 | 0.21818 | 0.19091 | 0 | 0.063636 | 1082.4054 | 1067 | 1008 | 1008 | 1150 | 1199 | 0.57167 | 0.50682 | 0.37278 | 0.37278 | 0.72387 | 0.93789 | 9.5941 | 9.5 | 8.5809 | 8.7788 | 9.5 | 10.6457 | #DIV/0! | #DIV/0! | #DIV/0! | 0.37838 | 0.5 | 0 | 0.5 | 0.5 | 0.5 | 75.68% | 0.5 | 0.2825 | 0 | 0 | 0 | 0.72125 | 0.91908 | 36.94% | 0.76483 | 0.16898 | 0 | 0 | 0 | 0.36291 | 0.60059 | 0.98881 | 33.33% | 0.50693 | 0.66088 | 0.5 | 0 | 0.5 | 1.2212 | 1.4191 | 1.7691 | 75.68% | 0.87331 | 0.37664 | 0 | 0 | 0 | 0 | 1.1457 | 7.1102 | 24.32% | 1.5484 | 4342.0409 | 3872.3537 | 3324.5207 | 3547.7814 | 437145% | 6370.4492 | 100% | 2460.6666 | 3603.6484 | 0 | 0 | 439195% | 5305.8873 | 53.15% | 6802.7075
2063 | 15.8613 | 15.9509 | 10.2959 | 12.6727 | 18.9164 | 21.8723 | 15.8613 | 15.4454 | 13.6861 | 14.5367 | 17.1506 | 18.7009 | 5.43 | 5.261 | 5.43 | 4.8294 | 5.0671 | 5.43 | 5.43 | 9.739 | 9.4524 | 4.8735 | 6.8938 | 12.4042 | 15.3896 | 19.4393 | 20.2804 | 11.723 | 14.6168 | 24.9238 | 25.3967 | 0.51818 | 0.43636 | 0.34545 | 0.072727 | 3646.6396 | 3659 | 3578 | 3609 | 3691 | 3695 | 0.49749 | 0.48517 | 0.40685 | 0.44697 | 0.56932 | 0.59759 | 9.288 | 8.23 | 8.23 | 8.23 | 8.7072 | 12.744 | 9.3177 | 8.8008 | 8.23 | 8.23 | 10.0288 | 11.4606 | 13.2099 | 10.7068 | 6.8666 | 6.8666 | 18.5467 | 24.8425 | 0.21818 | 0.18182 | 0 | 0.063636 | 1082.3874 | 1066 | 1008 | 1008 | 1149.5 | 1199 | 0.57121 | 0.50451 | 0.37278 | 0.37278 | 0.73011 | 0.93789 | 9.5852 | 9.5 | 8.5772 | 8.7884 | 9.5 | 10.6039 | #DIV/0! | #DIV/0! | #DIV/0! | 0.38288 | 0.5 | 0 | 0.5 | 0.5 | 0.5 | 76.58% | 0.5 | 0.28424 | 0 | 0 | 0 | 0.71159 | 0.92284 | 36.94% | 0.76953 | 0.16898 | 0 | 0 | 0 | 0.36291 | 0.60059 | 0.98881 | 33.33% | 0.50693 | 0.66712 | 0.5 | 0 | 0.5 | 1.2116 | 1.4228 | 1.7692 | 76.58% | 0.87119 | 0.36941 | 0 | 0 | 0 | 0 | 1.1039 | 7.1072 | 23.42% | 1.5771 | 4336.6803 | 3864.8491 | 3317.0161 | 3538.4007 | 436463% | 6370.3746 | 100% | 2456.4805 | 3594.9858 | 0 | 0 | 435080% | 5303.5551 | 53.15% | 6793.1608
2064 | 15.8613 | 15.9509 | 10.2959 | 12.6727 | 18.9164 | 21.8723 | 15.8613 | 15.4454 | 13.6861 | 14.5367 | 17.1506 | 18.7009 | 5.43 | 5.261 | 5.43 | 4.8294 | 5.0671 | 5.43 | 5.43 | 9.739 | 9.4524 | 4.8735 | 6.8938 | 12.4042 | 15.3896 | 19.4007 | 20.2277 | 11.6569 | 14.5699 | 24.9112 | 25.3143 | 0.51818 | 0.43636 | 0.34545 | 0.072727 | 3646.2432 | 3658 | 3577 | 3608.5 | 3691 | 3695 | 0.49654 | 0.47246 | 0.36802 | 0.41687 | 0.55034 | 0.5737 | 9.2845 | 8.23 | 8.23 | 8.23 | 8.7007 | 12.7437 | 9.3105 | 8.792 | 8.23 | 8.23 | 10.0183 | 11.4315 | 13.2004 | 10.5566 | 6.8666 | 6.8666 | 18.4965 | 24.841 | 0.21818 | 0.18182 | 0 | 0.063636 | 1082.2793 | 1064 | 1008 | 1008 | 1149 | 1199 | 0.57119 | 0.5022 | 0.37278 | 0.37278 | 0.72803 | 0.93789 | 9.5842 | 9.5 | 8.5744 | 8.7705 | 9.5 | 10.6024 | #DIV/0! | #DIV/0! | #DIV/0! | 0.37838 | 0.5 | 0 | 0.5 | 0.5 | 0.5 | 75.68% | 0.5 | 0.28721 | 0 | 0 | 0 | 0.72949 | 0.9256 | 37.84% | 0.75905 | 0.16898 | 0 | 0 | 0 | 0.36291 | 0.60059 | 0.98881 | 33.33% | 0.50693 | 0.66559 | 0.5 | 0 | 0.5 | 1.2295 | 1.4256 | 1.7693 | 75.68% | 0.87953 | 0.37142 | 0 | 0 | 0 | 0 | 1.1024 | 7.1001 | 24.32% | 1.5269 | 4331.817 | 3861.0968 | 3309.5116 | 3530.8961 | 435945% | 6370.366 | 100% | 2456.719 | 3594.9858 | 0 | 0 | 439411% | 5302.8218 | 53.15% | 6788.536
2065 | 15.8613 | 15.9509 | 10.2959 | 12.6727 | 18.9164 | 21.8723 | 15.8613 | 15.4454 | 13.6861 | 14.5367 | 17.1506 | 18.7009 | 5.43 | 5.261 | 5.43 | 4.8294 | 5.0671 | 5.43 | 5.43 | 9.739 | 9.4524 | 4.8735 | 6.8938 | 12.4042 | 15.3896 | 19.3657 | 20.1912 | 11.6569 | 14.5276 | 24.8996 | 25.3143 | 0.50909 | 0.43636 | 0.34545 | 0.072727 | 3645.9459 | 3658 | 3577 | 3608.5 | 3691 | 3695 | 0.49566 | 0.46018 | 0.36802 | 0.41567 | 0.50919 | 0.56494 | 9.2813 | 8.23 | 8.23 | 8.23 | 8.6933 | 12.7434 | 9.3038 | 8.7851 | 8.23 | 8.23 | 10.0092 | 11.4016 | 13.1884 | 10.5374 | 6.8666 | 6.8666 | 18.46 | 24.841 | 0.21818 | 0.17273 | 0 | 0.063636 | 1082.1982 | 1063 | 1008 | 1008 | 1149 | 1199 | 0.57078 | 0.49758 | 0.37278 | 0.37278 | 0.72595 | 0.93789 | 9.5841 | 9.5 | 8.5722 | 8.7683 | 9.5 | 10.6024 | #DIV/0! | #DIV/0! | #DIV/0! | 0.37838 | 0.5 | 0 | 0.5 | 0.5 | 0.5 | 75.68% | 0.5 | 0.28491 | 0 | 0 | 0 | 0.7317 | 0.92778 | 36.04% | 0.79063 | 0.16898 | 0 | 0 | 0 | 0.36291 | 0.60059 | 0.98881 | 33.33% | 0.50693 | 0.66329 | 0.5 | 0 | 0.5 | 1.2317 | 1.4278 | 1.7693 | 75.68% | 0.87649 | 0.36904 | 0 | 0 | 0 | 0 | 1.1024 | 7.0757 | 24.32% | 1.5172 | 4327.5922 | 3853.5923 | 3302.007 | 3523.3916 | 435571% | 6342.5255 | 100% | 2454.3313 | 3590.6545 | 0 | 0 | 438762% | 5302.8217 | 53.15% | 6781.9235
2066 | 15.8613 | 15.9509 | 10.2959 | 12.6727 | 18.9164 | 21.8723 | 15.8613 | 15.4454 | 13.6861 | 14.5367 | 17.1506 | 18.7009 | 5.43 | 5.261 | 5.43 | 4.8294 | 5.0671 | 5.43 | 5.43 | 9.739 | 9.4524 | 4.8735 | 6.8938 | 12.4042 | 15.3896 | 19.3342 | 20.1569 | 11.6114 | 14.4909 | 24.8899 | 25.3143 | 0.50909 | 0.43636 | 0.34545 | 0.072727 | 3645.6486 | 3658 | 3577 | 3608 | 3691 | 3695 | 0.49497 | 0.42897 | 0.35455 | 0.38639 | 0.47755 | 0.53575 | 9.2782 | 8.23 | 8.23 | 8.23 | 8.6744 | 12.7432 | 9.2979 | 8.7791 | 8.23 | 8.23 | 10.0014 | 11.3739 | 13.1742 | 10.5111 | 6.8666 | 6.8666 | 18.425 | 24.841 | 0.20909 | 0.17273 | 0 | 0.063636 | 1082 | 1063 | 1008 | 1008 | 1148.5 | 1199 | 0.57049 | 0.49527 | 0.37278 | 0.37278 | 0.72595 | 0.93789 | 9.5836 | 9.5 | 8.5684 | 8.7874 | 9.5 | 10.6024 | #DIV/0! | #DIV/0! | #DIV/0! | 0.37838 | 0.5 | 0 | 0.5 | 0.5 | 0.5 | 75.68% | 0.5 | 0.28339 | 0 | 0 | 0 | 0.71258 | 0.93161 | 36.04% | 0.78641 | 0.16898 | 0 | 0 | 0 | 0.36291 | 0.60059 | 0.98881 | 33.33% | 0.50693 | 0.66177 | 0.5 | 0 | 0.5 | 1.2126 | 1.4316 | 1.7694 | 75.68% | 0.87448 | 0.36695 | 0 | 0 | 0 | 0 | 1.1024 | 7.0542 | 24.32% | 1.5086 | 4323.7752 | 3846.0877 | 3302.007 | 3517.7632 | 434625% | 6332.8794 | 100% | 2452.1447 | 3577.6606 | 0 | 0 | 438762% | 5302.8217 | 53.15% | 6775.9199
2067 | 15.8613 | 15.9509 | 10.2959 | 12.6727 | 18.9164 | 21.8723 | 15.8613 | 15.4454 | 13.6861 | 14.5367 | 17.1506 | 18.7009 | 5.43 | 5.261 | 5.43 | 4.8294 | 5.0671 | 5.43 | 5.43 | 9.739 | 9.4524 | 4.8735 | 6.8938 | 12.4042 | 15.3896 | 19.3063 | 20.1407 | 11.5285 | 14.4621 | 24.8792 | 25.3143 | 0.50909 | 0.42727 | 0.34545 | 0.072727 | 3645.3694 | 3658 | 3576 | 3607.5 | 3691 | 3695 | 0.4943 | 0.42417 | 0.3507 | 0.36032 | 0.46632 | 0.48263 | 9.275 | 8.23 | 8.23 | 8.23 | 8.6234 | 12.6676 | 9.2925 | 8.7742 | 8.23 | 8.23 | 9.9916 | 11.3472 | 13.161 | 10.379 | 6.8666 | 6.8666 | 18.3979 | 24.841 | 0.20909 | 0.17273 | 0 | 0.063636 | 1081.8829 | 1061 | 1008 | 1008 | 1148.5 | 1199 | 0.56993 | 0.49527 | 0.37278 | 0.37278 | 0.72387 | 0.93789 | 9.5798 | 9.5 | 8.5684 | 8.7701 | 9.5 | 10.6024 | #DIV/0! | #DIV/0! | #DIV/0! | 0.37838 | 0.5 | 0 | 0.5 | 0.5 | 0.5 | 75.68% | 0.5 | 0.28528 | 0 | 0 | 0 | 0.72993 | 0.93161 | 36.04% | 0.79166 | 0.16898 | 0 | 0 | 0 | 0.36291 | 0.60059 | 0.98881 | 33.33% | 0.50693 | 0.66366 | 0.5 | 0 | 0.5 | 1.2299 | 1.4316 | 1.7694 | 75.68% | 0.87698 | 0.36511 | 0 | 0 | 0 | 0 | 1.1024 | 7.0386 | 24.32% | 1.501 | 4319.9333 | 3846.0877 | 3294.5024 | 3514.0109 | 431877% | 6332.8179 | 100% | 2449.6847 | 3568.998 | 0 | 0 | 438112% | 5302.8216 | 53.15% | 6769.618
2068 | 15.8613 | 15.9509 | 10.2959 | 12.6727 | 18.9164 | 21.8723 | 15.8613 | 15.4454 | 13.6861 | 14.5367 | 17.1506 | 18.7009 | 5.43 | 5.261 | 5.43 | 4.8294 | 5.0671 | 5.43 | 5.43 | 9.739 | 9.4524 | 4.8735 | 6.8938 | 12.4042 | 15.3896 | 19.2816 | 20.1326 | 11.459 | 14.4341 | 24.8708 | 25.3143 | 0.50909 | 0.41818 | 0.34545 | 0.072727 | 3645.1441 | 3658 | 3575 | 3607.5 | 3691 | 3695 | 0.49366 | 0.40477 | 0.3507 | 0.36032 | 0.44337 | 0.48263 | 9.2721 | 8.23 | 8.23 | 8.23 | 8.5775 | 12.601 | 9.2878 | 8.771 | 8.23 | 8.23 | 9.9833 | 11.3219 | 13.1552 | 10.2704 | 6.8666 | 6.8666 | 18.3772 | 24.841 | 0.20909 | 0.17273 | 0 | 0.063636 | 1081.8108 | 1060 | 1008 | 1008 | 1148 | 1199 | 0.56956 | 0.49065 | 0.37278 | 0.37278 | 0.72387 | 0.93789 | 9.5698 | 9.5 | 8.5637 | 8.7873 | 9.5 | 10.6024 | #DIV/0! | #DIV/0! | #DIV/0! | 0.38739 | 0.5 | 0 | 0.5 | 0.5 | 0.5 | 77.48% | 0.5 | 0.28468 | 0 | 0 | 0 | 0.71269 | 0.93627 | 36.94% | 0.77072 | 0.16898 | 0 | 0 | 0 | 0.36291 | 0.60059 | 0.98881 | 33.33% | 0.50693 | 0.67207 | 0.5 | 0 | 0.5 | 1.2127 | 1.4363 | 1.7694 | 77.48% | 0.86744 | 0.35447 | 0 | 0 | 0 | 0 | 1.1024 | 7.0258 | 22.52% | 1.5738 | 4316.5586 | 3846.0877 | 3286.9979 | 3506.5063 | 429392% | 6332.8019 | 100% | 2443.9448 | 3560.3354 | 0 | 0 | 433347% | 5302.8215 | 53.15% | 6760.5033
2069 | 15.8613 | 15.9509 | 10.2959 | 12.6727 | 18.9164 | 21.8723 | 15.8613 | 15.4454 | 13.6861 | 14.5367 | 17.1506 | 18.7009 | 5.43 | 5.261 | 5.43 | 4.8294 | 5.0671 | 5.43 | 5.43 | 9.739 | 9.4524 | 4.8735 | 6.8938 | 12.4042 | 15.3896 | 19.2597 | 20.1241 | 11.4033 | 14.4137 | 24.8678 | 25.3143 | 0.50909 | 0.41818 | 0.34545 | 0.072727 | 3644.9189 | 3657 | 3574 | 3607 | 3691 | 3695 | 0.49317 | 0.39642 | 0.34878 | 0.35743 | 0.44217 | 0.48263 | 9.2696 | 8.23 | 8.23 | 8.23 | 8.5369 | 12.5375 | 9.2837 | 8.7688 | 8.23 | 8.23 | 9.9762 | 11.2989 | 13.1505 | 10.3653 | 6.8666 | 6.8666 | 18.3644 | 24.841 | 0.20909 | 0.18182 | 0 | 0.063636 | 1081.7568 | 1061 | 1008 | 1008 | 1148 | 1199 | 0.56938 | 0.48834 | 0.37278 | 0.37278 | 0.72178 | 0.93789 | 9.5663 | 9.5 | 8.5635 | 8.7873 | 9.5 | 10.6024 | #DIV/0! | #DIV/0! | #DIV/0! | 0.38739 | 0.5 | 0 | 0.5 | 0.5 | 0.5 | 77.48% | 0.5 | 0.28679 | 0 | 0 | 0 | 0.7127 | 0.93654 | 36.94% | 0.77644 | 0.16898 | 0 | 0 | 0 | 0.36291 | 0.60059 | 0.98881 | 33.33% | 0.50693 | 0.67418 | 0.5 | 0 | 0.5 | 1.2127 | 1.4365 | 1.7694 | 77.48% | 0.87017 | 0.35307 | 0 | 0 | 0 | 0 | 1.1024 | 7.014 | 22.52% | 1.5676 | 4313.5786 | 3846.0877 | 3279.4933 | 3502.754 | 428905% | 6332.7858 | 100% | 2442.7942 | 3551.6727 | 0 | 0 | 432698% | 5302.8214 | 53.15% | 6756.3728
2070 | 15.8613 | 15.9509 | 10.2959 | 12.6727 | 18.9164 | 21.8723 | 15.8613 | 15.4454 | 13.6861 | 14.5367 | 17.1506 | 18.7009 | 5.43 | 5.261 | 5.43 | 4.8294 | 5.0671 | 5.43 | 5.43 | 9.739 | 9.4524 | 4.8735 | 6.8938 | 12.4042 | 15.3896 | 19.2406 | 20.1004 | 11.3492 | 14.3966 | 24.8652 | 25.3143 | 0.50909 | 0.41818 | 0.34545 | 0.072727 | 3644.7568 | 3657 | 3574 | 3607 | 3691 | 3695 | 0.49268 | 0.39433 | 0.32765 | 0.3507 | 0.44217 | 0.48263 | 9.2671 | 8.23 | 8.23 | 8.23 | 8.5263 | 12.4969 | 9.2804 | 8.7679 | 8.23 | 8.23 | 9.9709 | 11.2973 | 13.142 | 10.317 | 6.8666 | 6.8666 | 18.3527 | 24.841 | 0.20909 | 0.18182 | 0 | 0.063636 | 1081.6667 | 1061 | 1008 | 1008 | 1148 | 1199 | 0.56925 | 0.49065 | 0.37278 | 0.37278 | 0.72178 | 0.93789 | 9.5678 | 9.5 | 8.5633 | 8.7873 | 9.5 | 10.6024 | #DIV/0! | #DIV/0! | #DIV/0! | 0.38739 | 0.5 | 0 | 0.5 | 0.5 | 0.5 | 77.48% | 0.5 | 0.28559 | 0 | 0 | 0 | 0.7127 | 0.93673 | 36.94% | 0.77319 | 0.16898 | 0 | 0 | 0 | 0.36291 | 0.60059 | 0.98881 | 33.33% | 0.50693 | 0.67298 | 0.5 | 0 | 0.5 | 1.2127 | 1.4367 | 1.7696 | 77.48% | 0.86861 | 0.35342 | 0 | 0 | 0 | 0 | 1.1024 | 7.0066 | 22.52% | 1.5692 | 4310.8997 | 3846.0877 | 3271.9888 | 3499.0017 | 428777% | 6332.6909 | 100% | 2442.678 | 3543.0101 | 0 | 0 | 432048% | 5302.8214 | 53.15% | 6753.5777
2071 | 15.8613 | 15.9509 | 10.2959 | 12.6727 | 18.9164 | 21.8723 | 15.8613 | 15.4454 | 13.6861 | 14.5367 | 17.1506 | 18.7009 | 5.43 | 5.261 | 5.43 | 4.8294 | 5.0671 | 5.43 | 5.43 | 9.739 | 9.4524 | 4.8735 | 6.8938 | 12.4042 | 15.3896 | 19.2241 | 20.0492 | 11.3104 | 14.3619 | 24.8632 | 25.3143 | 0.50909 | 0.41818 | 0.34545 | 0.072727 | 3644.6216 | 3657 | 3573 | 3606.5 | 3691 | 3695 | 0.49231 | 0.36032 | 0.3219 | 0.33821 | 0.42537 | 0.45778 | 9.2646 | 8.23 | 8.23 | 8.23 | 8.5242 | 12.4968 | 9.2772 | 8.7678 | 8.23 | 8.23 | 9.9648 | 11.2976 | 13.1337 | 10.2858 | 6.8666 | 6.8666 | 18.3462 | 24.841 | 0.20909 | 0.17273 | 0 | 0.063636 | 1081.5856 | 1060 | 1008 | 1008 | 1148 | 1199 | 0.56902 | 0.49065 | 0.37278 | 0.37278 | 0.72178 | 0.93789 | 9.5653 | 9.5 | 8.5631 | 8.7873 | 9.5 | 10.6024 | #DIV/0! | #DIV/0! | #DIV/0! | 0.38739 | 0.5 | 0 | 0.5 | 0.5 | 0.5 | 77.48% | 0.5 | 0.287 | 0 | 0 | 0 | 0.7127 | 0.93686 | 36.94% | 0.77701 | 0.16898 | 0 | 0 | 0 | 0.36291 | 0.60059 | 0.98881 | 33.33% | 0.50693 | 0.67439 | 0.5 | 0 | 0.5 | 1.2127 | 1.4369 | 1.7697 | 77.48% | 0.87043 | 0.35227 | 0 | 0 | 0 | 0 | 1.1024 | 6.999 | 22.52% | 1.5641 | 4308.525 | 3846.0877 | 3271.9888 | 3495.2495 | 428672% | 6332.3827 | 100% | 2441.5007 | 3538.6788 | 0 | 0 | 431615% | 5302.8214 | 53.15% | 6750.0257
2072 | 15.8613 | 15.9509 | 10.2959 | 12.6727 | 18.9164 | 21.8723 | 15.8613 | 15.4454 | 13.6861 | 14.5367 | 17.1506 | 18.7009 | 5.43 | 5.261 | 5.43 | 4.8294 | 5.0671 | 5.43 | 5.43 | 9.739 | 9.4524 | 4.8735 | 6.8938 | 12.4042 | 15.3896 | 19.2098 | 19.9989 | 11.278 | 14.3298 | 24.895 | 25.3143 | 0.5 | 0.41818 | 0.34545 | 0.072727 | 3644.4775 | 3657 | 3573 | 3606.5 | 3691 | 3695 | 0.49202 | 0.35262 | 0.31998 | 0.33341 | 0.40925 | 0.42657 | 9.2625 | 8.23 | 8.23 | 8.23 | 8.5229 | 12.4967 | 9.2743 | 8.7677 | 8.23 | 8.23 | 9.9551 | 11.2976 | 13.1266 | 10.2059 | 6.8666 | 6.8666 | 18.3431 | 24.841 | 0.20909 | 0.17273 | 0 | 0.063636 | 1081.5225 | 1059 | 1008 | 1008 | 1148 | 1199 | 0.56879 | 0.48834 | 0.37278 | 0.37278 | 0.72178 | 0.93789 | 9.5623 | 9.5 | 8.5631 | 8.7873 | 9.5 | 10.6024 | #DIV/0! | #DIV/0! | #DIV/0! | 0.38739 | 0.5 | 0 | 0.5 | 0.5 | 0.5 | 77.48% | 0.5 | 0.28852 | 0 | 0 | 0 | 0.7127 | 0.93689 | 36.94% | 0.78111 | 0.16898 | 0 | 0 | 0 | 0.36291 | 0.60059 | 0.98881 | 33.33% | 0.50693 | 0.67591 | 0.5 | 0 | 0.5 | 1.2127 | 1.4369 | 1.7698 | 77.48% | 0.87239 | 0.35082 | 0 | 0 | 0 | 0 | 1.1024 | 6.9935 | 22.52% | 1.5576 | 4306.4656 | 3846.0877 | 3264.4842 | 3491.4972 | 428608% | 6332.1018 | 100% | 2440.3357 | 3534.3475 | 0 | 0 | 431398% | 5302.8213 | 53.15% | 6746.8013
2073 | 15.8613 | 15.9509 | 10.2959 | 12.6727 | 18.9164 | 21.8723 | 15.8613 | 15.4454 | 13.6861 | 14.5367 | 17.1506 | 18.7009 | 5.43 | 5.261 | 5.43 | 4.8294 | 5.0671 | 5.43 | 5.43 | 9.739 | 9.4524 | 4.8735 | 6.8938 | 12.4042 | 15.3896 | 19.1973 | 19.9666 | 11.2552 | 14.3037 | 24.8797 | 25.3143 | 0.5 | 0.41818 | 0.34545 | 0.072727 | 3644.3784 | 3656 | 3573 | 3606 | 3691 | 3695 | 0.49169 | 0.35262 | 0.31806 | 0.33244 | 0.38117 | 0.42417 | 9.2608 | 8.23 | 8.23 | 8.23 | 8.5197 | 12.4967 | 9.2716 | 8.7676 | 8.23 | 8.23 | 9.9472 | 11.2976 | 13.1224 | 10.1373 | 6.8666 | 6.8666 | 18.3385 | 24.841 | 0.20909 | 0.17273 | 0 | 0.063636 | 1081.4505 | 1058 | 1008 | 1008 | 1148 | 1199 | 0.56856 | 0.48584 | 0.37278 | 0.37278 | 0.72178 | 0.93789 | 9.5578 | 9.5 | 8.5631 | 8.7692 | 9.5 | 10.6024 | #DIV/0! | #DIV/0! | #DIV/0! | 0.3882 | 0.5 | 0 | 0.5 | 0.5 | 0.5 | 78.38% | 0.49529 | 0.28988 | 0 | 0 | 0 | 0.73079 | 0.93692 | 36.94% | 0.78481 | 0.16898 | 0 | 0 | 0 | 0.36291 | 0.60059 | 0.98881 | 33.33% | 0.50693 | 0.67808 | 0.5 | 0 | 0.5 | 1.2308 | 1.4369 | 1.7699 | 78.38% | 0.86514 | 0.34772 | 0 | 0 | 0 | 0 | 1.1024 | 6.9919 | 22.52% | 1.5439 | 4304.6542 | 3846.0877 | 3260.7319 | 3489.621 | 428444% | 6331.8612 | 100% | 2438.3524 | 3525.6849 | 0 | 0 | 430965% | 5302.8212 | 53.15% | 6743.0066
2074 | 15.8613 | 15.9509 | 10.2959 | 12.6727 | 18.9164 | 21.8723 | 15.8613 | 15.4454 | 13.6861 | 14.5367 | 17.1506 | 18.7009 | 5.43 | 5.261 | 5.43 | 4.8294 | 5.0671 | 5.43 | 5.43 | 9.739 | 9.4524 | 4.8735 | 6.8938 | 12.4042 | 15.3896 | 19.186 | 19.8897 | 11.2452 | 14.2784 | 24.8661 | 25.3143 | 0.5 | 0.41818 | 0.34545 | 0.072727 | 3644.2432 | 3656 | 3572 | 3606 | 3691 | 3695 | 0.49146 | 0.35262 | 0.31806 | 0.33244 | 0.37909 | 0.39433 | 9.2598 | 8.23 | 8.23 | 8.23 | 8.5168 | 12.4967 | 9.2691 | 8.7627 | 8.23 | 8.23 | 9.9401 | 11.2976 | 13.1138 | 10.1114 | 6.8666 | 6.8666 | 18.3358 | 24.841 | 0.20909 | 0.17273 | 0 | 0.063636 | 1081.3514 | 1058 | 1008 | 1008 | 1148 | 1199 | 0.56832 | 0.48334 | 0.37278 | 0.37278 | 0.72178 | 0.93789 | 9.5615 | 9.5 | 8.5629 | 8.7873 | 9.5 | 10.6024 | #DIV/0! | #DIV/0! | #DIV/0! | 0.38843 | 0.5 | 0 | 0.5 | 0.5 | 0.5 | 78.38% | 0.49559 | 0.28799 | 0 | 0 | 0 | 0.7127 | 0.93711 | 36.94% | 0.77968 | 0.16898 | 0 | 0 | 0 | 0.36291 | 0.60059 | 0.98881 | 33.33% | 0.50693 | 0.67642 | 0.5 | 0 | 0.5 | 1.2127 | 1.4371 | 1.792 | 78.38% | 0.86302 | 0.34949 | 0 | 0 | 0 | 0 | 1.1024 | 7.058 | 22.52% | 1.5517 | 4303.2621 | 3846.0877 | 3256.9796 | 3487.7449 | 428297% | 6331.6592 | 100% | 2438.8143 | 3517.0223 | 0 | 0 | 430532% | 5302.8211 | 53.15% | 6742.0764
2075 | 15.8613 | 15.9509 | 10.2959 | 12.6727 | 18.9164 | 21.8723 | 15.8613 | 15.4454 | 13.6861 | 14.5367 | 17.1506 | 18.7009 | 5.43 | 5.261 | 5.43 | 4.8294 | 5.0671 | 5.43 | 5.43 | 9.739 | 9.4524 | 4.8735 | 6.8938 | 12.4042 | 15.3896 | 19.1769 | 19.8222 | 11.245 | 14.2673 | 24.8567 | 25.3143 | 0.5 | 0.41818 | 0.34545 | 0.072727 | 3644.1441 | 3655 | 3572 | 3605.5 | 3691 | 3695 | 0.49114 | 0.3584 | 0.31806 | 0.33053 | 0.37909 | 0.39433 | 9.2577 | 8.23 | 8.23 | 8.23 | 8.5142 | 12.4972 | 9.2668 | 8.755 | 8.23 | 8.23 | 9.934 | 11.2976 | 13.107 | 10.107 | 6.8666 | 6.8666 | 18.332 | 24.841 | 0.20909 | 0.17273 | 0 | 0.063636 | 1081.2883 | 1058 | 1008 | 1008 | 1148 | 1199 | 0.56802 | 0.48334 | 0.37278 | 0.37278 | 0.72178 | 0.93789 | 9.558 | 9.5 | 8.5623 | 8.7873 | 9.5 | 10.6024 | #DIV/0! | #DIV/0! | #DIV/0! | 0.38885 | 0.5 | 0 | 0.5 | 0.5 | 0.5 | 78.38% | 0.49612 | 0.28976 | 0 | 0 | 0 | 0.71271 | 0.93772 | 36.94% | 0.78446 | 0.16898 | 0 | 0 | 0 | 0.36291 | 0.60059 | 0.98881 | 33.33% | 0.50693 | 0.67861 | 0.5 | 0 | 0.5 | 1.2127 | 1.4377 | 1.8261 | 78.38% | 0.86581 | 0.34773 | 0 | 0 | 0 | 0 | 1.1024 | 7.0391 | 22.52% | 1.5439 | 4301.3418 | 3846.0877 | 3256.9796 | 3487.7449 | 428167% | 6331.4973 | 100% | 2437.6587 | 3521.3536 | 0 | 0 | 430532% | 5302.8211 | 53.15% | 6739.0005
2076 | 15.8613 | 15.9509 | 10.2959 | 12.6727 | 18.9164 | 21.8723 | 15.8613 | 15.4454 | 13.6861 | 14.5367 | 17.1506 | 18.7009 | 5.43 | 5.261 | 5.43 | 4.8294 | 5.0671 | 5.43 | 5.43 | 9.739 | 9.4524 | 4.8735 | 6.8938 | 12.4042 | 15.3896 | 19.1694 | 19.7601 | 11.2451 | 14.2672 | 24.8508 | 25.3143 | 0.5 | 0.41818 | 0.34545 | 0.072727 | 3644.0991 | 3655 | 3572 | 3605.5 | 3691 | 3695 | 0.49091 | 0.3584 | 0.31806 | 0.33053 | 0.37804 | 0.39433 | 9.2562 | 8.23 | 8.23 | 8.23 | 8.512 | 12.4971 | 9.2646 | 8.748 | 8.23 | 8.23 | 9.9296 | 11.2976 | 13.1011 | 10.1041 | 6.8666 | 6.8666 | 18.3316 | 24.841 | 0.20909 | 0.17273 | 0 | 0.063636 | 1081.2162 | 1058 | 1008 | 1008 | 1148 | 1199 | 0.56788 | 0.48334 | 0.37278 | 0.37278 | 0.72178 | 0.93789 | 9.5556 | 9.5 | 8.5617 | 8.7873 | 9.5 | 10.6024 | #DIV/0! | #DIV/0! | #DIV/0! | 0.38929 | 0.5 | 0 | 0.5 | 0.5 | 0.5 | 78.38% | 0.49668 | 0.29056 | 0 | 0 | 0 | 0.71271 | 0.93828 | 36.94% | 0.78663 | 0.16898 | 0 | 0 | 0 | 0.36291 | 0.60059 | 0.98881 | 33.33% | 0.50693 | 0.67985 | 0.5 | 0 | 0.5 | 1.2127 | 1.4383 | 1.8443 | 78.38% | 0.86739 | 0.34619 | 0 | 0 | 0 | 0 | 1.1024 | 7.0208 | 22.52% | 1.5371 | 4300.0642 | 3846.0877 | 3256.9796 | 3487.7449 | 428059% | 6331.3435 | 100% | 2436.2722 | 3512.691 | 0 | 0 | 430532% | 5302.821 | 53.15% | 6736.3365
2077 | 15.8613 | 15.9509 | 10.2959 | 12.6727 | 18.9164 | 21.8723 | 15.8613 | 15.4454 | 13.6861 | 14.5367 | 17.1506 | 18.7009 | 5.43 | 5.261 | 5.43 | 4.8294 | 5.0671 | 5.43 | 5.43 | 9.739 | 9.4524 | 4.8735 | 6.8938 | 12.4042 | 15.3896 | 19.1631 | 19.7139 | 11.2217 | 14.2672 | 24.8439 | 25.3143 | 0.5 | 0.41818 | 0.34545 | 0.072727 | 3644.045 | 3654 | 3572 | 3605.5 | 3691 | 3695 | 0.49081 | 0.36609 | 0.31806 | 0.33053 | 0.3912 | 0.45297 | 9.2551 | 8.23 | 8.23 | 8.23 | 8.5102 | 12.4969 | 9.2626 | 8.7424 | 8.23 | 8.23 | 9.9234 | 11.2976 | 13.0966 | 10.054 | 6.8666 | 6.8666 | 18.3292 | 24.841 | 0.20909 | 0.17273 | 0 | 0.054545 | 1081.2072 | 1057 | 1008 | 1008 | 1148 | 1199 | 0.56763 | 0.48334 | 0.37278 | 0.37278 | 0.72178 | 0.93789 | 9.5533 | 9.5 | 8.5612 | 8.7679 | 9.5 | 10.6024 | #DIV/0! | #DIV/0! | #DIV/0! | 0.38967 | 0.5 | 0 | 0.5 | 0.5 | 0.5 | 78.38% | 0.49717 | 0.29147 | 0 | 0 | 0 | 0.73209 | 0.93875 | 37.84% | 0.77032 | 0.16898 | 0 | 0 | 0 | 0.36291 | 0.60059 | 0.98881 | 33.33% | 0.50693 | 0.68114 | 0.5 | 0 | 0.5 | 1.2321 | 1.4388 | 1.8443 | 78.38% | 0.86904 | 0.3448 | 0 | 0 | 0 | 0 | 1.1024 | 7.0088 | 22.52% | 1.5309 | 4299.1104 | 3846.0877 | 3256.9796 | 3487.7449 | 427969% | 6331.1768 | 100% | 2434.9466 | 3504.0283 | 0 | 0 | 430532% | 5302.821 | 53.15% | 6734.057
2078 | 15.8613 | 15.9509 | 10.2959 | 12.6727 | 18.9164 | 21.8723 | 15.8613 | 15.4454 | 13.6861 | 14.5367 | 17.1506 | 18.7009 | 5.43 | 5.261 | 5.43 | 4.8294 | 5.0671 | 5.43 | 5.43 | 9.739 | 9.4524 | 4.8735 | 6.8938 | 12.4042 | 15.3896 | 19.1577 | 19.6633 | 11.1863 | 14.2672 | 24.8398 | 25.3143 | 0.5 | 0.41818 | 0.33636 | 0.072727 | 3643.982 | 3654 | 3572 | 3605.5 | 3691 | 3695 | 0.49069 | 0.36609 | 0.32382 | 0.34782 | 0.42365 | 0.46498 | 9.2541 | 8.23 | 8.23 | 8.23 | 8.5088 | 12.4968 | 9.2608 | 8.7376 | 8.23 | 8.23 | 9.9152 | 11.2976 | 13.0924 | 10.0091 | 6.8666 | 6.8666 | 18.328 | 24.841 | 0.20909 | 0.17273 | 0 | 0.054545 | 1081.1532 | 1056 | 1008 | 1008 | 1148 | 1199 | 0.56755 | 0.48084 | 0.37278 | 0.37278 | 0.72178 | 0.93789 | 9.5522 | 9.5 | 8.5608 | 8.7679 | 9.5 | 10.6024 | #DIV/0! | #DIV/0! | #DIV/0! | 0.38999 | 0.5 | 0 | 0.5 | 0.5 | 0.5 | 78.38% | 0.49758 | 0.29146 | 0 | 0 | 0 | 0.7321 | 0.93915 | 36.94% | 0.78906 | 0.16898 | 0 | 0 | 0 | 0.36291 | 0.60059 | 0.98881 | 33.33% | 0.50693 | 0.68145 | 0.5 | 0 | 0.5 | 1.2321 | 1.4392 | 1.8443 | 78.38% | 0.86943 | 0.34361 | 0 | 0 | 0 | 0 | 1.1024 | 6.992 | 22.52% | 1.5256 | 4298.2102 | 3846.0877 | 3256.9796 | 3485.8688 | 427896% | 6331.0344 | 100% | 2433.789 | 3504.0283 | 0 | 0 | 430532% | 5302.8209 | 53.15% | 6731.9992
2079 | 15.8613 | 15.9509 | 10.2959 | 12.6727 | 18.9164 | 21.8723 | 15.8613 | 15.4454 | 13.6861 | 14.5367 | 17.1506 | 18.7009 | 5.43 | 5.261 | 5.43 | 4.8294 | 5.0671 | 5.43 | 5.43 | 9.739 | 9.4524 | 4.8735 | 6.8938 | 12.4042 | 15.3896 | 19.1531 | 19.6357 | 11.1863 | 14.2672 | 24.8394 | 25.3143 | 0.5 | 0.41818 | 0.33636 | 0.072727 | 3643.955 | 3654 | 3572 | 3605.5 | 3691 | 3695 | 0.49052 | 0.36609 | 0.32382 | 0.34782 | 0.45658 | 0.46258 | 9.2534 | 8.23 | 8.23 | 8.23 | 8.5078 | 12.4967 | 9.2591 | 8.7337 | 8.23 | 8.23 | 9.9078 | 11.2976 | 13.0864 | 9.9728 | 6.8666 | 6.8666 | 18.305 | 24.841 | 0.20909 | 0.17273 | 0 | 0.054545 | 1081.0901 | 1056 | 1008 | 1008 | 1148 | 1199 | 0.56738 | 0.47834 | 0.37278 | 0.37278 | 0.72178 | 0.93789 | 9.5535 | 9.5 | 8.5605 | 8.7873 | 9.5 | 10.6024 | #DIV/0! | #DIV/0! | #DIV/0! | 0.3903 | 0.5 | 0 | 0.5 | 0.5 | 0.5 | 78.38% | 0.49797 | 0.28916 | 0 | 0 | 0 | 0.71273 | 0.93947 | 36.94% | 0.78286 | 0.16898 | 0 | 0 | 0 | 0.36291 | 0.60059 | 0.98881 | 33.33% | 0.50693 | 0.67947 | 0.5 | 0 | 0.5 | 1.2127 | 1.4395 | 1.8443 | 78.38% | 0.8669 | 0.34263 | 0 | 0 | 0 | 0 | 1.1024 | 6.9798 | 22.52% | 1.5213 | 4297.4914 | 3846.0877 | 3256.9796 | 3485.8688 | 427849% | 6330.9257 | 100% | 2432.7384 | 3504.0283 | 0 | 0 | 430532% | 5302.8209 | 53.15% | 6730.2298
2080 | 15.8613 | 15.9509 | 10.2959 | 12.6727 | 18.9164 | 21.8723 | 15.8613 | 15.4454 | 13.6861 | 14.5367 | 17.1506 | 18.7009 | 5.43 | 5.261 | 5.43 | 4.8294 | 5.0671 | 5.43 | 5.43 | 9.739 | 9.4524 | 4.8735 | 6.8938 | 12.4042 | 15.3896 | 19.1491 | 19.6072 | 11.1863 | 14.2674 | 24.8358 | 25.3143 | 0.5 | 0.41818 | 0.33636 | 0.072727 | 3643.9009 | 3653 | 3572 | 3605.5 | 3691 | 3695 | 0.49046 | 0.36609 | 0.3219 | 0.33053 | 0.45538 | 0.46258 | 9.2529 | 8.23 | 8.23 | 8.23 | 8.5071 | 12.4966 | 9.2577 | 8.7311 | 8.23 | 8.23 | 9.9015 | 11.2976 | 13.0814 | 9.9502 | 6.8666 | 6.8666 | 18.2783 | 24.841 | 0.20909 | 0.17273 | 0 | 0.054545 | 1081.0541 | 1056 | 1008 | 1008 | 1147.5 | 1199 | 0.56717 | 0.47834 | 0.37278 | 0.37278 | 0.72178 | 0.93789 | 9.5521 | 9.5 | 8.5602 | 8.7873 | 9.5 | 10.6024 | #DIV/0! | #DIV/0! | #DIV/0! | 0.39053 | 0.5 | 0 | 0.5 | 0.5 | 0.5 | 78.38% | 0.49827 | 0.28948 | 0 | 0 | 0 | 0.71273 | 0.93978 | 36.94% | 0.78371 | 0.16898 | 0 | 0 | 0 | 0.36291 | 0.60059 | 0.98881 | 33.33% | 0.50693 | 0.68001 | 0.5 | 0 | 0.5 | 1.2127 | 1.4398 | 1.8443 | 78.38% | 0.86761 | 0.34158 | 0 | 0 | 0 | 0 | 1.1024 | 6.9704 | 22.52% | 1.5166 | 4296.9068 | 3846.0877 | 3256.9796 | 3483.9926 | 427814% | 6330.5215 | 100% | 2431.886 | 3504.0283 | 0 | 0 | 430532% | 5302.8209 | 53.15% | 6728.7928
2081 | 15.8613 | 15.9509 | 10.2959 | 12.6727 | 18.9164 | 21.8723 | 15.8613 | 15.4454 | 13.6861 | 14.5367 | 17.1506 | 18.7009 | 5.43 | 5.261 | 5.43 | 4.8294 | 5.0671 | 5.43 | 5.43 | 9.739 | 9.4524 | 4.8735 | 6.8938 | 12.4042 | 15.3896 | 19.1455 | 19.5844 | 11.1863 | 14.2672 | 24.8318 | 25.3143 | 0.5 | 0.41818 | 0.33636 | 0.072727 | 3643.8829 | 3653 | 3572 | 3605.5 | 3691 | 3695 | 0.49035 | 0.36609 | 0.31998 | 0.34012 | 0.45538 | 0.46258 | 9.2526 | 8.23 | 8.23 | 8.23 | 8.5068 | 12.4965 | 9.2565 | 8.7295 | 8.23 | 8.23 | 9.8971 | 11.2976 | 13.0773 | 9.9345 | 6.8666 | 6.8666 | 18.2581 | 24.841 | 0.20909 | 0.17273 | 0 | 0.054545 | 1081 | 1055 | 1008 | 1008 | 1147.5 | 1199 | 0.56707 | 0.47834 | 0.37278 | 0.37278 | 0.7197 | 0.93789 | 9.5509 | 9.5 | 8.5599 | 8.7873 | 9.5 | 10.6024 | #DIV/0! | #DIV/0! | #DIV/0! | 0.39074 | 0.5 | 0 | 0.5 | 0.5 | 0.5 | 78.38% | 0.49853 | 0.28974 | 0 | 0 | 0 | 0.71273 | 0.94011 | 36.94% | 0.78441 | 0.16898 | 0 | 0 | 0 | 0.36291 | 0.60059 | 0.98881 | 33.33% | 0.50693 | 0.68048 | 0.5 | 0 | 0.5 | 1.2127 | 1.4401 | 1.8443 | 78.38% | 0.86819 | 0.34063 | 0 | 0 | 0 | 0 | 1.1024 | 6.9595 | 22.52% | 1.5124 | 4296.4901 | 3846.0877 | 3256.9796 | 3483.9926 | 427799% | 6329.9701 | 100% | 2431.1434 | 3504.0283 | 0 | 0 | 430532% | 5302.8212 | 53.15% | 6727.6336
2082 | 15.8613 | 15.9509 | 10.2959 | 12.6727 | 18.9164 | 21.8723 | 15.8613 | 15.4454 | 13.6861 | 14.5367 | 17.1506 | 18.7009 | 5.43 | 5.261 | 5.43 | 4.8294 | 5.0671 | 5.43 | 5.43 | 9.739 | 9.4524 | 4.8735 | 6.8938 | 12.4042 | 15.3896 | 19.1425 | 19.5762 | 11.1863 | 14.2672 | 24.8292 | 25.3143 | 0.5 | 0.41818 | 0.33636 | 0.072727 | 3643.8559 | 3653 | 3572 | 3605.5 | 3691 | 3695 | 0.49031 | 0.38807 | 0.33724 | 0.35455 | 0.45538 | 0.46258 | 9.2519 | 8.23 | 8.23 | 8.23 | 8.5068 | 12.4964 | 9.2555 | 8.7287 | 8.23 | 8.23 | 9.8947 | 11.2976 | 13.0739 | 9.9291 | 6.8666 | 6.8666 | 18.2387 | 24.841 | 0.20909 | 0.17273 | 0 | 0.054545 | 1080.955 | 1055 | 1008 | 1008 | 1147 | 1199 | 0.56691 | 0.47584 | 0.37278 | 0.37278 | 0.7197 | 0.93789 | 9.5499 | 9.5 | 8.5596 | 8.7873 | 9.5 | 10.6024 | #DIV/0! | #DIV/0! | #DIV/0! | 0.39091 | 0.5 | 0 | 0.5 | 0.5 | 0.5 | 78.38% | 0.49875 | 0.28999 | 0 | 0 | 0 | 0.71274 | 0.94039 | 36.94% | 0.78509 | 0.16898 | 0 | 0 | 0 | 0.36291 | 0.60059 | 0.98881 | 33.33% | 0.50693 | 0.6809 | 0.5 | 0 | 0.5 | 1.2127 | 1.4404 | 1.8443 | 78.38% | 0.86874 | 0.33985 | 0 | 0 | 0 | 0 | 1.1024 | 6.9526 | 22.52% | 1.5089 | 4296.0219 | 3846.0877 | 3256.9796 | 3483.9926 | 427799% | 6329.6465 | 100% | 2430.3956 | 3504.0283 | 0 | 0 | 430532% | 5302.8211 | 53.15% | 6726.4175
2083 | 15.8613 | 15.9509 | 10.2959 | 12.6727 | 18.9164 | 21.8723 | 15.8613 | 15.4454 | 13.6861 | 14.5367 | 17.1506 | 18.7009 | 5.43 | 5.261 | 5.43 | 4.8294 | 5.0671 | 5.43 | 5.43 | 9.739 | 9.4524 | 4.8735 | 6.8938 | 12.4042 | 15.3896 | 19.1401 | 19.576 | 11.1863 | 14.2672 | 24.8274 | 25.3143 | 0.5 | 0.41818 | 0.33636 | 0.072727 | 3643.8288 | 3653 | 3572 | 3605.5 | 3691 | 3695 | 0.49024 | 0.4152 | 0.343 | 0.36609 | 0.46018 | 0.48263 | 9.2513 | 8.23 | 8.23 | 8.23 | 8.5068 | 12.4964 | 9.2545 | 8.7287 | 8.23 | 8.23 | 9.8927 | 11.2976 | 13.0708 | 9.929 | 6.8666 | 6.8666 | 18.2283 | 24.841 | 0.20909 | 0.17273 | 0 | 0.054545 | 1080.9369 | 1055 | 1008 | 1008 | 1147 | 1199 | 0.56677 | 0.47584 | 0.37278 | 0.37278 | 0.71762 | 0.93789 | 9.549 | 9.5 | 8.5594 | 8.7873 | 9.5 | 10.6024 | #DIV/0! | #DIV/0! | #DIV/0! | 0.39105 | 0.5 | 0 | 0.5 | 0.5 | 0.5 | 78.38% | 0.49892 | 0.29016 | 0 | 0 | 0 | 0.71274 | 0.94061 | 36.94% | 0.78554 | 0.16898 | 0 | 0 | 0 | 0.36291 | 0.60059 | 0.98881 | 33.33% | 0.50693 | 0.6812 | 0.5 | 0 | 0.5 | 1.2127 | 1.4406 | 1.8443 | 78.38% | 0.86912 | 0.33914 | 0 | 0 | 0 | 0 | 1.1024 | 6.9476 | 22.52% | 1.5058 | 4295.5068 | 3846.0877 | 3256.9796 | 3483.9926 | 427799% | 6329.6182 | 100% | 2429.801 | 3504.0283 | 0 | 0 | 430532% | 5302.821 | 53.15% | 6725.3078
2084 | 15.8613 | 15.9509 | 10.2959 | 12.6727 | 18.9164 | 21.8723 | 15.8613 | 15.4454 | 13.6861 | 14.5367 | 17.1506 | 18.7009 | 5.43 | 5.261 | 5.43 | 4.8294 | 5.0671 | 5.43 | 5.43 | 9.739 | 9.4524 | 4.8735 | 6.8938 | 12.4042 | 15.3896 | 19.1384 | 19.5761 | 11.1863 | 14.2672 | 24.8279 | 25.3143 | 0.5 | 0.41818 | 0.33636 | 0.072727 | 3643.8198 | 3653 | 3572 | 3605.5 | 3691 | 3695 | 0.49019 | 0.4152 | 0.34108 | 0.37708 | 0.46018 | 0.48263 | 9.2507 | 8.23 | 8.23 | 8.23 | 8.5068 | 12.4964 | 9.2536 | 8.7287 | 8.23 | 8.23 | 9.8914 | 11.2976 | 13.0681 | 9.929 | 6.8666 | 6.8666 | 18.2215 | 24.841 | 0.20909 | 0.17273 | 0 | 0.054545 | 1080.9099 | 1055 | 1008 | 1008 | 1147 | 1199 | 0.5667 | 0.47584 | 0.37278 | 0.37278 | 0.71762 | 0.93789 | 9.548 | 9.5 | 8.5586 | 8.7873 | 9.5 | 10.6024 | #DIV/0! | #DIV/0! | #DIV/0! | 0.39135 | 0.5 | 0 | 0.5 | 0.5 | 0.5 | 78.38% | 0.4993 | 0.29026 | 0 | 0 | 0 | 0.71274 | 0.94141 | 36.94% | 0.78583 | 0.16898 | 0 | 0 | 0 | 0.36291 | 0.60059 | 0.98881 | 33.33% | 0.50693 | 0.68161 | 0.5 | 0 | 0.5 | 1.2127 | 1.4414 | 1.8443 | 78.38% | 0.86964 | 0.33829 | 0 | 0 | 0 | 0 | 1.1024 | 6.9333 | 22.52% | 1.502 | 4295.0717 | 3846.0877 | 3256.9796 | 3483.9926 | 427798% | 6329.3319 | 100% | 2429.2065 | 3504.0283 | 0 | 0 | 430532% | 5302.821 | 53.15% | 6724.2783
2085 | 15.8613 | 15.9509 | 10.2959 | 12.6727 | 18.9164 | 21.8723 | 15.8613 | 15.4454 | 13.6861 | 14.5367 | 17.1506 | 18.7009 | 5.43 | 5.261 | 5.43 | 4.8294 | 5.0671 | 5.43 | 5.43 | 9.739 | 9.4524 | 4.8735 | 6.8938 | 12.4042 | 15.3896 | 19.1371 | 19.575 | 11.1863 | 14.2672 | 24.8279 | 25.3143 | 0.5 | 0.41818 | 0.33636 | 0.072727 | 3643.8198 | 3653 | 3572 | 3605.5 | 3691 | 3695 | 0.49017 | 0.45057 | 0.34108 | 0.3823 | 0.46018 | 0.48263 | 9.2503 | 8.23 | 8.23 | 8.23 | 8.5068 | 12.4963 | 9.2528 | 8.7287 | 8.23 | 8.23 | 9.8906 | 11.2979 | 13.066 | 9.9289 | 6.8666 | 6.8666 | 18.2195 | 24.841 | 0.20909 | 0.17273 | 0 | 0.054545 | 1080.8919 | 1055 | 1008 | 1008 | 1147 | 1199 | 0.56661 | 0.47584 | 0.37278 | 0.37278 | 0.71762 | 0.93789 | 9.5471 | 9.5 | 8.5575 | 8.7873 | 9.5 | 10.6024 | #DIV/0! | #DIV/0! | #DIV/0! | 0.39159 | 0.5 | 0 | 0.5 | 0.5 | 0.5 | 78.38% | 0.49961 | 0.29031 | 0 | 0 | 0 | 0.71275 | 0.9425 | 36.94% | 0.78597 | 0.16898 | 0 | 0 | 0 | 0.36291 | 0.60059 | 0.98881 | 33.33% | 0.50693 | 0.6819 | 0.5 | 0 | 0.5 | 1.2127 | 1.4425 | 1.8443 | 78.38% | 0.87002 | 0.33737 | 0 | 0 | 0 | 0 | 1.1024 | 6.9215 | 22.52% | 1.4979 | 4294.8269 | 3846.0877 | 3256.9796 | 3483.9926 | 427798% | 6329.0204 | 100% | 2428.6319 | 3504.0283 | 0 | 0 | 430532% | 5302.8209 | 53.15% | 6723.4588
2086 | 15.8613 | 15.9509 | 10.2959 | 12.6727 | 18.9164 | 21.8723 | 15.8613 | 15.4454 | 13.6861 | 14.5367 | 17.1506 | 18.7009 | 5.43 | 5.261 | 5.43 | 4.8294 | 5.0671 | 5.43 | 5.43 | 9.739 | 9.4524 | 4.8735 | 6.8938 | 12.4042 | 15.3896 | 19.1362 | 19.575 | 11.1863 | 14.2672 | 24.8279 | 25.3143 | 0.5 | 0.41818 | 0.33636 | 0.072727 | 3643.8108 | 3653 | 3572 | 3605.5 | 3691 | 3695 | 0.49017 | 0.45057 | 0.34108 | 0.40685 | 0.4726 | 0.50043 | 9.2498 | 8.23 | 8.23 | 8.23 | 8.5068 | 12.4962 | 9.2522 | 8.7287 | 8.23 | 8.23 | 9.8902 | 11.2982 | 13.0643 | 9.9289 | 6.8666 | 6.8666 | 18.2207 | 24.841 | 0.20909 | 0.17273 | 0 | 0.054545 | 1080.8919 | 1055 | 1008 | 1008 | 1147 | 1199 | 0.56655 | 0.47584 | 0.37278 | 0.37278 | 0.71762 | 0.93789 | 9.5462 | 9.5 | 8.5569 | 8.7872 | 9.5 | 10.6024 | #DIV/0! | #DIV/0! | #DIV/0! | 0.39184 | 0.5 | 0 | 0.5 | 0.5 | 0.5 | 78.38% | 0.49994 | 0.29034 | 0 | 0 | 0 | 0.71276 | 0.94314 | 36.94% | 0.78605 | 0.16898 | 0 | 0 | 0 | 0.36291 | 0.60059 | 0.98881 | 33.33% | 0.50693 | 0.68219 | 0.5 | 0 | 0.5 | 1.2128 | 1.4431 | 1.8443 | 78.38% | 0.87037 | 0.33657 | 0 | 0 | 0 | 0 | 1.1024 | 6.9114 | 22.52% | 1.4944 | 4294.5675 | 3846.0877 | 3256.9796 | 3483.9926 | 427798% | 6328.8154 | 100% | 2428.1578 | 3504.0283 | 0 | 0 | 430532% | 5302.8209 | 53.15% | 6722.7252
2087 | 15.8613 | 15.9509 | 10.2959 | 12.6727 | 18.9164 | 21.8723 | 15.8613 | 15.4454 | 13.6861 | 14.5367 | 17.1506 | 18.7009 | 5.43 | 5.261 | 5.43 | 4.8294 | 5.0671 | 5.43 | 5.43 | 9.739 | 9.4524 | 4.8735 | 6.8938 | 12.4042 | 15.3896 | 19.1356 | 19.5749 | 11.1863 | 14.2672 | 24.8279 | 25.3143 | 0.5 | 0.41818 | 0.33636 | 0.072727 | 3643.7928 | 3653 | 3572 | 3605.5 | 3691 | 3695 | 0.49014 | 0.45057 | 0.34108 | 0.40685 | 0.49026 | 0.60059 | 9.2495 | 8.23 | 8.23 | 8.23 | 8.5068 | 12.4961 | 9.2516 | 8.7287 | 8.23 | 8.23 | 9.8902 | 11.2982 | 13.0629 | 9.9288 | 6.8666 | 6.8666 | 18.2194 | 24.841 | 0.20909 | 0.17273 | 0 | 0.054545 | 1080.8829 | 1055 | 1008 | 1008 | 1147 | 1199 | 0.56655 | 0.47584 | 0.37278 | 0.37278 | 0.71762 | 0.93789 | 9.5457 | 9.5 | 8.5568 | 8.7872 | 9.5 | 10.6024 | #DIV/0! | #DIV/0! | #DIV/0! | 0.39189 | 0.5 | 0 | 0.5 | 0.5 | 0.5 | 78.38% | 0.5 | 0.29037 | 0 | 0 | 0 | 0.71277 | 0.9432 | 36.94% | 0.78612 | 0.16898 | 0 | 0 | 0 | 0.36291 | 0.60059 | 0.98881 | 33.33% | 0.50693 | 0.68226 | 0.5 | 0 | 0.5 | 1.2128 | 1.4432 | 1.8443 | 78.38% | 0.87047 | 0.33606 | 0 | 0 | 0 | 0 | 1.1024 | 6.9022 | 21.62% | 1.5543 | 4294.324 | 3846.0877 | 3256.9796 | 3483.9926 | 427798% | 6328.6698 | 100% | 2427.8991 | 3504.0283 | 0 | 0 | 430532% | 5302.8208 | 53.15% | 6722.2231
2088 | 15.8613 | 15.9509 | 10.2959 | 12.6727 | 18.9164 | 21.8723 | 15.8613 | 15.4454 | 13.6861 | 14.5367 | 17.1506 | 18.7009 | 5.43 | 5.261 | 5.43 | 4.8294 | 5.0671 | 5.43 | 5.43 | 9.739 | 9.4524 | 4.8735 | 6.8938 | 12.4042 | 15.3896 | 19.1353 | 19.5749 | 11.1863 | 14.2672 | 24.8279 | 25.3143 | 0.5 | 0.41818 | 0.33636 | 0.072727 | 3643.7928 | 3653 | 3572 | 3605.5 | 3691 | 3695 | 0.4901 | 0.45778 | 0.34108 | 0.40581 | 0.55051 | 0.60958 | 9.2492 | 8.23 | 8.23 | 8.23 | 8.5068 | 12.496 | 9.2511 | 8.7287 | 8.23 | 8.23 | 9.8902 | 11.2982 | 13.0617 | 9.9288 | 6.8666 | 6.8666 | 18.219 | 24.841 | 0.20909 | 0.17273 | 0 | 0.054545 | 1080.8468 | 1055 | 1008 | 1008 | 1147 | 1199 | 0.56653 | 0.47584 | 0.37278 | 0.37278 | 0.71762 | 0.93789 | 9.5452 | 9.5 | 8.5562 | 8.7872 | 9.5 | 10.6024 | #DIV/0! | #DIV/0! | #DIV/0! | 0.39189 | 0.5 | 0 | 0.5 | 0.5 | 0.5 | 78.38% | 0.5 | 0.29042 | 0 | 0 | 0 | 0.71277 | 0.94376 | 36.94% | 0.78627 | 0.16898 | 0 | 0 | 0 | 0.36291 | 0.60059 | 0.98881 | 33.33% | 0.50693 | 0.68232 | 0.5 | 0 | 0.5 | 1.2128 | 1.4438 | 1.8443 | 78.38% | 0.87054 | 0.33564 | 0 | 0 | 0 | 0 | 1.1024 | 6.8976 | 21.62% | 1.5524 | 4294.1219 | 3846.0877 | 3256.9796 | 3483.9926 | 427798% | 6328.717 | 100% | 2427.4873 | 3499.697 | 0 | 0 | 430532% | 5302.8208 | 53.15% | 6721.6092
2089 | 15.8613 | 15.9509 | 10.2959 | 12.6727 | 18.9164 | 21.8723 | 15.8613 | 15.4454 | 13.6861 | 14.5367 | 17.1506 | 18.7009 | 5.43 | 5.261 | 5.43 | 4.8294 | 5.0671 | 5.43 | 5.43 | 9.739 | 9.4524 | 4.8735 | 6.8938 | 12.4042 | 15.3896 | 19.1351 | 19.5749 | 11.1863 | 14.2672 | 24.8279 | 25.3143 | 0.5 | 0.41818 | 0.33636 | 0.072727 | 3643.7928 | 3653 | 3572 | 3605.5 | 3691 | 3695 | 0.4901 | 0.45778 | 0.34108 | 0.40581 | 0.60508 | 0.61257 | 9.249 | 8.23 | 8.23 | 8.23 | 8.5068 | 12.496 | 9.2507 | 8.7287 | 8.23 | 8.23 | 9.8902 | 11.2982 | 13.0608 | 9.9287 | 6.8666 | 6.8666 | 18.2187 | 24.841 | 0.20909 | 0.17273 | 0 | 0.054545 | 1080.8378 | 1055 | 1008 | 1008 | 1147 | 1199 | 0.56639 | 0.47584 | 0.37278 | 0.37278 | 0.71762 | 0.93789 | 9.5448 | 9.5 | 8.5556 | 8.7872 | 9.5 | 10.6024 | #DIV/0! | #DIV/0! | #DIV/0! | 0.39189 | 0.5 | 0 | 0.5 | 0.5 | 0.5 | 78.38% | 0.5 | 0.29043 | 0 | 0 | 0 | 0.71277 | 0.94438 | 36.94% | 0.7863 | 0.16898 | 0 | 0 | 0 | 0.36291 | 0.60059 | 0.98881 | 33.33% | 0.50693 | 0.68233 | 0.5 | 0 | 0.5 | 1.2128 | 1.4444 | 1.8443 | 78.38% | 0.87055 | 0.33518 | 0 | 0 | 0 | 0 | 1.1024 | 6.8952 | 21.62% | 1.5502 | 4294.0315 | 3846.0877 | 3256.9796 | 3483.9926 | 427798% | 6328.717 | 100% | 2427.0995 | 3504.0283 | 0 | 0 | 430532% | 5302.8208 | 53.15% | 6721.1311
2090 | 15.8613 | 15.9509 | 10.2959 | 12.6727 | 18.9164 | 21.8723 | 15.8613 | 15.4454 | 13.6861 | 14.5367 | 17.1506 | 18.7009 | 5.43 | 5.261 | 5.43 | 4.8294 | 5.0671 | 5.43 | 5.43 | 9.739 | 9.4524 | 4.8735 | 6.8938 | 12.4042 | 15.3896 | 19.1351 | 19.5749 | 11.1863 | 14.2672 | 24.8279 | 25.3143 | 0.5 | 0.41818 | 0.33636 | 0.072727 | 3643.7928 | 3653 | 3572 | 3605.5 | 3691 | 3695 | 0.4901 | 0.48009 | 0.34108 | 0.40581 | 0.61107 | 0.63355 | 9.2489 | 8.23 | 8.23 | 8.23 | 8.5068 | 12.4959 | 9.2503 | 8.7287 | 8.23 | 8.23 | 9.8902 | 11.2982 | 13.0602 | 9.9287 | 6.8666 | 6.8666 | 18.2184 | 24.841 | 0.20909 | 0.17273 | 0 | 0.054545 | 1080.8288 | 1055 | 1008 | 1008 | 1147 | 1199 | 0.56638 | 0.47584 | 0.37278 | 0.37278 | 0.71762 | 0.93789 | 9.5444 | 9.5 | 8.5552 | 8.7872 | 9.5 | 10.6024 | #DIV/0! | #DIV/0! | #DIV/0! | 0.39189 | 0.5 | 0 | 0.5 | 0.5 | 0.5 | 78.38% | 0.5 | 0.29048 | 0 | 0 | 0 | 0.71278 | 0.94479 | 36.94% | 0.78641 | 0.16898 | 0 | 0 | 0 | 0.36291 | 0.60059 | 0.98881 | 33.33% | 0.50693 | 0.68237 | 0.5 | 0 | 0.5 | 1.2128 | 1.4448 | 1.8443 | 78.38% | 0.87061 | 0.33491 | 0 | 0 | 0 | 0 | 1.1024 | 6.8911 | 21.62% | 1.549 | 4293.9742 | 3846.0877 | 3256.9796 | 3483.9926 | 427798% | 6328.717 | 100% | 2426.9239 | 3504.0283 | 0 | 0 | 430532% | 5302.8207 | 53.15% | 6720.8981
2091 | 15.8613 | 15.9509 | 10.2959 | 12.6727 | 18.9164 | 21.8723 | 15.8613 | 15.4454 | 13.6861 | 14.5367 | 17.1506 | 18.7009 | 5.43 | 5.261 | 5.43 | 4.8294 | 5.0671 | 5.43 | 5.43 | 9.739 | 9.4524 | 4.8735 | 6.8938 | 12.4042 | 15.3896 | 19.1351 | 19.5749 | 11.1863 | 14.2672 | 24.8279 | 25.3143 | 0.5 | 0.41818 | 0.33636 | 0.072727 | 3643.7928 | 3653 | 3572 | 3605.5 | 3691 | 3695 | 0.4901 | 0.60059 | 0.39642 | 0.43169 | 0.61107 | 0.63355 | 9.2489 | 8.23 | 8.23 | 8.23 | 8.5068 | 12.4959 | 9.2499 | 8.7287 | 8.23 | 8.23 | 9.8902 | 11.2982 | 13.0599 | 9.9287 | 6.8666 | 6.8666 | 18.2185 | 24.841 | 0.20909 | 0.17273 | 0 | 0.054545 | 1080.8288 | 1055 | 1008 | 1008 | 1147 | 1199 | 0.56636 | 0.47584 | 0.37278 | 0.37278 | 0.71762 | 0.93789 | 9.5442 | 9.5 | 8.5574 | 8.7872 | 9.5 | 10.6024 | #DIV/0! | #DIV/0! | #DIV/0! | 0.39189 | 0.5 | 0 | 0.5 | 0.5 | 0.5 | 78.38% | 0.5 | 0.29049 | 0 | 0 | 0 | 0.71278 | 0.94263 | 36.94% | 0.78646 | 0.16898 | 0 | 0 | 0 | 0.36291 | 0.60059 | 0.98881 | 33.33% | 0.50693 | 0.68239 | 0.5 | 0 | 0.5 | 1.2128 | 1.4426 | 1.8443 | 78.38% | 0.87063 | 0.33468 | 0 | 0 | 0 | 0 | 1.1024 | 6.8884 | 21.62% | 1.5479 | 4293.9629 | 3846.0877 | 3256.9796 | 3483.9926 | 427798% | 6328.717 | 100% | 2426.7674 | 3504.0283 | 0 | 0 | 430532% | 5302.8207 | 53.15% | 6720.7303
2092 | 15.8613 | 15.9509 | 10.2959 | 12.6727 | 18.9164 | 21.8723 | 15.8613 | 15.4454 | 13.6861 | 14.5367 | 17.1506 | 18.7009 | 5.43 | 5.261 | 5.43 | 4.8294 | 5.0671 | 5.43 | 5.43 | 9.739 | 9.4524 | 4.8735 | 6.8938 | 12.4042 | 15.3896 | 19.1351 | 19.5749 | 11.1863 | 14.2672 | 24.8279 | 25.3143 | 0.5 | 0.41818 | 0.33636 | 0.072727 | 3643.7928 | 3653 | 3572 | 3605.5 | 3691 | 3695 | 0.4901 | 0.60059 | 0.4152 | 0.46413 | 0.61107 | 0.63355 | 9.2489 | 8.23 | 8.23 | 8.23 | 8.5068 | 12.4959 | 9.2496 | 8.7287 | 8.23 | 8.23 | 9.8902 | 11.2982 | 13.0597 | 9.9287 | 6.8666 | 6.8666 | 18.2182 | 24.841 | 0.20909 | 0.17273 | 0 | 0.054545 | 1080.8198 | 1055 | 1008 | 1008 | 1147 | 1199 | 0.56636 | 0.47584 | 0.37278 | 0.37278 | 0.71762 | 0.93789 | 9.5441 | 9.5 | 8.555 | 8.7872 | 9.5 | 10.6024 | #DIV/0! | #DIV/0! | #DIV/0! | 0.39189 | 0.5 | 0 | 0.5 | 0.5 | 0.5 | 78.38% | 0.5 | 0.29053 | 0 | 0 | 0 | 0.71276 | 0.94498 | 36.94% | 0.78656 | 0.16898 | 0 | 0 | 0 | 0.36291 | 0.60059 | 0.98881 | 33.33% | 0.50693 | 0.68242 | 0.5 | 0 | 0.5 | 1.2128 | 1.445 | 1.8443 | 78.38% | 0.87068 | 0.33459 | 0 | 0 | 0 | 0 | 1.1024 | 6.8873 | 21.62% | 1.5475 | 4293.9623 | 3846.0877 | 3256.9796 | 3483.9926 | 427798% | 6328.7169 | 100% | 2426.7217 | 3504.0283 | 0 | 0 | 430532% | 5302.8206 | 53.15% | 6720.684
2093 | 15.8613 | 15.9509 | 10.2959 | 12.6727 | 18.9164 | 21.8723 | 15.8613 | 15.4454 | 13.6861 | 14.5367 | 17.1506 | 18.7009 | 5.43 | 5.261 | 5.43 | 4.8294 | 5.0671 | 5.43 | 5.43 | 9.739 | 9.4524 | 4.8735 | 6.8938 | 12.4042 | 15.3896 | 19.135 | 19.5749 | 11.1863 | 14.2672 | 24.8279 | 25.3143 | 0.5 | 0.41818 | 0.33636 | 0.072727 | 3643.7928 | 3653 | 3572 | 3605.5 | 3691 | 3695 | 0.4901 | 0.60059 | 0.44817 | 0.47133 | 0.61107 | 0.63355 | 9.2489 | 8.23 | 8.23 | 8.23 | 8.5068 | 12.4959 | 9.2494 | 8.7287 | 8.23 | 8.23 | 9.8902 | 11.2982 | 13.0595 | 9.9286 | 6.8666 | 6.8666 | 18.2181 | 24.841 | 0.20909 | 0.17273 | 0 | 0.054545 | 1080.8288 | 1055 | 1008 | 1008 | 1147 | 1199 | 0.56634 | 0.47584 | 0.37278 | 0.37278 | 0.71762 | 0.93789 | 9.544 | 9.5 | 8.555 | 8.7872 | 9.5 | 10.6024 | #DIV/0! | #DIV/0! | #DIV/0! | 0.39189 | 0.5 | 0 | 0.5 | 0.5 | 0.5 | 78.38% | 0.5 | 0.29054 | 0 | 0 | 0 | 0.71278 | 0.94498 | 36.94% | 0.7866 | 0.16898 | 0 | 0 | 0 | 0.36291 | 0.60059 | 0.98881 | 33.33% | 0.50693 | 0.68244 | 0.5 | 0 | 0.5 | 1.2128 | 1.445 | 1.8443 | 78.38% | 0.87069 | 0.33452 | 0 | 0 | 0 | 0 | 1.1024 | 6.8873 | 21.62% | 1.5472 | 4293.9574 | 3846.0877 | 3256.9796 | 3483.9926 | 427798% | 6328.7169 | 100% | 2426.727 | 3504.0283 | 0 | 0 | 430532% | 5302.8206 | 53.15% | 6720.6844
2094 | 15.8613 | 15.9509 | 10.2959 | 12.6727 | 18.9164 | 21.8723 | 15.8613 | 15.4454 | 13.6861 | 14.5367 | 17.1506 | 18.7009 | 5.43 | 5.261 | 5.43 | 4.8294 | 5.0671 | 5.43 | 5.43 | 9.739 | 9.4524 | 4.8735 | 6.8938 | 12.4042 | 15.3896 | 19.135 | 19.5748 | 11.1863 | 14.2672 | 24.8279 | 25.3143 | 0.5 | 0.41818 | 0.33636 | 0.072727 | 3643.7928 | 3653 | 3572 | 3605.5 | 3691 | 3695 | 0.4901 | 0.60059 | 0.43617 | 0.45538 | 0.61107 | 0.63355 | 9.2489 | 8.23 | 8.23 | 8.23 | 8.5068 | 12.4959 | 9.2492 | 8.7287 | 8.23 | 8.23 | 9.8902 | 11.2982 | 13.0594 | 9.9286 | 6.8666 | 6.8666 | 18.2174 | 24.841 | 0.20909 | 0.17273 | 0 | 0.054545 | 1080.8198 | 1055 | 1008 | 1008 | 1147 | 1199 | 0.56636 | 0.47584 | 0.37278 | 0.37278 | 0.71762 | 0.93789 | 9.5439 | 9.5 | 8.555 | 8.7872 | 9.5 | 10.6024 | #DIV/0! | #DIV/0! | #DIV/0! | 0.39189 | 0.5 | 0 | 0.5 | 0.5 | 0.5 | 78.38% | 0.5 | 0.29057 | 0 | 0 | 0 | 0.71278 | 0.94498 | 36.94% | 0.78667 | 0.16898 | 0 | 0 | 0 | 0.36291 | 0.60059 | 0.98881 | 33.33% | 0.50693 | 0.68246 | 0.5 | 0 | 0.5 | 1.2128 | 1.445 | 1.8443 | 78.38% | 0.87073 | 0.33451 | 0 | 0 | 0 | 0 | 1.1024 | 6.8873 | 21.62% | 1.5471 | 4293.9569 | 3846.0877 | 3256.9796 | 3483.9926 | 427798% | 6328.7169 | 100% | 2426.7184 | 3504.0283 | 0 | 0 | 430532% | 5302.8206 | 53.15% | 6720.6753
2095 | 15.8613 | 15.9509 | 10.2959 | 12.6727 | 18.9164 | 21.8723 | 15.8613 | 15.4454 | 13.6861 | 14.5367 | 17.1506 | 18.7009 | 5.43 | 5.261 | 5.43 | 4.8294 | 5.0671 | 5.43 | 5.43 | 9.739 | 9.4524 | 4.8735 | 6.8938 | 12.4042 | 15.3896 | 19.135 | 19.5748 | 11.1863 | 14.2672 | 24.8279 | 25.3143 | 0.5 | 0.41818 | 0.33636 | 0.072727 | 3643.7928 | 3653 | 3572 | 3605.5 | 3691 | 3695 | 0.4901 | 0.60059 | 0.43617 | 0.45538 | 0.61107 | 0.63355 | 9.2489 | 8.23 | 8.23 | 8.23 | 8.5068 | 12.4959 | 9.2491 | 8.7287 | 8.23 | 8.23 | 9.8902 | 11.2982 | 13.0593 | 9.9286 | 6.8666 | 6.8666 | 18.2173 | 24.841 | 0.20909 | 0.17273 | 0 | 0.054545 | 1080.8198 | 1055 | 1008 | 1008 | 1147 | 1199 | 0.56634 | 0.47584 | 0.37278 | 0.37278 | 0.71762 | 0.93789 | 9.5439 | 9.5 | 8.555 | 8.7872 | 9.5 | 10.6024 | #DIV/0! | #DIV/0! | #DIV/0! | 0.39189 | 0.5 | 0 | 0.5 | 0.5 | 0.5 | 78.38% | 0.5 | 0.29057 | 0 | 0 | 0 | 0.71278 | 0.94498 | 36.94% | 0.78667 | 0.16898 | 0 | 0 | 0 | 0.36291 | 0.60059 | 0.98881 | 33.33% | 0.50693 | 0.68247 | 0.5 | 0 | 0.5 | 1.2128 | 1.445 | 1.8443 | 78.38% | 0.87073 | 0.3345 | 0 | 0 | 0 | 0 | 1.1024 | 6.8872 | 21.62% | 1.5471 | 4293.9568 | 3846.0877 | 3256.9796 | 3483.9926 | 427798% | 6328.7169 | 100% | 2426.6791 | 3504.0283 | 0 | 0 | 430532% | 5302.8205 | 53.15% | 6720.6359
2096 | 15.8613 | 15.9509 | 10.2959 | 12.6727 | 18.9164 | 21.8723 | 15.8613 | 15.4454 | 13.6861 | 14.5367 | 17.1506 | 18.7009 | 5.43 | 5.261 | 5.43 | 4.8294 | 5.0671 | 5.43 | 5.43 | 9.739 | 9.4524 | 4.8735 | 6.8938 | 12.4042 | 15.3896 | 19.135 | 19.5747 | 11.1863 | 14.2672 | 24.8279 | 25.3143 | 0.5 | 0.41818 | 0.33636 | 0.072727 | 3643.7928 | 3653 | 3572 | 3605.5 | 3691 | 3695 | 0.4901 | 0.60059 | 0.43617 | 0.46378 | 0.61107 | 0.63355 | 9.2489 | 8.23 | 8.23 | 8.23 | 8.5068 | 12.4959 | 9.249 | 8.7287 | 8.23 | 8.23 | 9.8902 | 11.2982 | 13.0592 | 9.9286 | 6.8666 | 6.8666 | 18.2172 | 24.841 | 0.20909 | 0.17273 | 0 | 0.054545 | 1080.8198 | 1055 | 1008 | 1008 | 1147 | 1199 | 0.56634 | 0.47584 | 0.37278 | 0.37278 | 0.71762 | 0.93789 | 9.5439 | 9.5 | 8.555 | 8.7872 | 9.5 | 10.6024 | #DIV/0! | #DIV/0! | #DIV/0! | 0.39189 | 0.5 | 0 | 0.5 | 0.5 | 0.5 | 78.38% | 0.5 | 0.29058 | 0 | 0 | 0 | 0.71278 | 0.94498 | 36.94% | 0.78669 | 0.16898 | 0 | 0 | 0 | 0.36291 | 0.60059 | 0.98881 | 33.33% | 0.50693 | 0.68247 | 0.5 | 0 | 0.5 | 1.2128 | 1.445 | 1.8443 | 78.38% | 0.87074 | 0.3345 | 0 | 0 | 0 | 0 | 1.1024 | 6.8872 | 21.62% | 1.5471 | 4293.9566 | 3846.0877 | 3256.9796 | 3483.9926 | 427798% | 6328.7169 | 100% | 2426.6763 | 3504.0283 | 0 | 0 | 430532% | 5302.8205 | 53.15% | 6720.633
2097 | 15.8613 | 15.9509 | 10.2959 | 12.6727 | 18.9164 | 21.8723 | 15.8613 | 15.4454 | 13.6861 | 14.5367 | 17.1506 | 18.7009 | 5.43 | 5.261 | 5.43 | 4.8294 | 5.0671 | 5.43 | 5.43 | 9.739 | 9.4524 | 4.8735 | 6.8938 | 12.4042 | 15.3896 | 19.135 | 19.5747 | 11.1863 | 14.2672 | 24.8279 | 25.3143 | 0.5 | 0.41818 | 0.33636 | 0.072727 | 3643.7928 | 3653 | 3572 | 3605.5 | 3691 | 3695 | 0.4901 | 0.53866 | 0.41311 | 0.44937 | 0.61107 | 0.63355 | 9.2489 | 8.23 | 8.23 | 8.23 | 8.5068 | 12.4959 | 9.2489 | 8.7287 | 8.23 | 8.23 | 9.8902 | 11.2982 | 13.0591 | 9.9286 | 6.8666 | 6.8666 | 18.217 | 24.841 | 0.20909 | 0.17273 | 0 | 0.054545 | 1080.8198 | 1055 | 1008 | 1008 | 1147 | 1199 | 0.56634 | 0.47584 | 0.37278 | 0.37278 | 0.71762 | 0.93789 | 9.5439 | 9.5 | 8.555 | 8.7872 | 9.5 | 10.6024 | #DIV/0! | #DIV/0! | #DIV/0! | 0.39189 | 0.5 | 0 | 0.5 | 0.5 | 0.5 | 78.38% | 0.5 | 0.29058 | 0 | 0 | 0 | 0.71278 | 0.94498 | 36.94% | 0.7867 | 0.16898 | 0 | 0 | 0 | 0.36291 | 0.60059 | 0.98881 | 33.33% | 0.50693 | 0.68248 | 0.5 | 0 | 0.5 | 1.2128 | 1.445 | 1.8443 | 78.38% | 0.87074 | 0.3345 | 0 | 0 | 0 | 0 | 1.1024 | 6.8872 | 21.62% | 1.547 | 4293.9565 | 3846.0877 | 3256.9796 | 3483.9926 | 427798% | 6328.7169 | 100% | 2426.6747 | 3504.0283 | 0 | 0 | 430532% | 5302.8205 | 53.15% | 6720.6312
2098 | 15.8613 | 15.9509 | 10.2959 | 12.6727 | 18.9164 | 21.8723 | 15.8613 | 15.4454 | 13.6861 | 14.5367 | 17.1506 | 18.7009 | 5.43 | 5.261 | 5.43 | 4.8294 | 5.0671 | 5.43 | 5.43 | 9.739 | 9.4524 | 4.8735 | 6.8938 | 12.4042 | 15.3896 | 19.135 | 19.5747 | 11.1863 | 14.2672 | 24.8279 | 25.3143 | 0.5 | 0.41818 | 0.33636 | 0.072727 | 3643.7928 | 3653 | 3572 | 3605.5 | 3691 | 3695 | 0.4901 | 0.52407 | 0.41311 | 0.44937 | 0.60658 | 0.63355 | 9.2489 | 8.23 | 8.23 | 8.23 | 8.5068 | 12.4959 | 9.2489 | 8.7287 | 8.23 | 8.23 | 9.8902 | 11.2982 | 13.059 | 9.9286 | 6.8666 | 6.8666 | 18.2169 | 24.841 | 0.20909 | 0.17273 | 0 | 0.054545 | 1080.8198 | 1055 | 1008 | 1008 | 1147 | 1199 | 0.56634 | 0.47584 | 0.37278 | 0.37278 | 0.71762 | 0.93789 | 9.5439 | 9.5 | 8.555 | 8.7872 | 9.5 | 10.6024 | #DIV/0! | #DIV/0! | #DIV/0! | 0.39189 | 0.5 | 0 | 0.5 | 0.5 | 0.5 | 78.38% | 0.5 | 0.29057 | 0 | 0 | 0 | 0.71278 | 0.94498 | 36.94% | 0.78666 | 0.16898 | 0 | 0 | 0 | 0.36291 | 0.60059 | 0.98881 | 33.33% | 0.50693 | 0.68246 | 0.5 | 0 | 0.5 | 1.2128 | 1.445 | 1.8443 | 78.38% | 0.87073 | 0.3345 | 0 | 0 | 0 | 0 | 1.1024 | 6.8872 | 21.62% | 1.547 | 4293.9565 | 3846.0877 | 3256.9796 | 3483.9926 | 427798% | 6328.7169 | 100% | 2426.6745 | 3504.0283 | 0 | 0 | 430532% | 5302.8205 | 53.15% | 6720.631
2099 | 15.8613 | 15.9509 | 10.2959 | 12.6727 | 18.9164 | 21.8723 | 15.8613 | 15.4454 | 13.6861 | 14.5367 | 17.1506 | 18.7009 | 5.43 | 5.261 | 5.43 | 4.8294 | 5.0671 | 5.43 | 5.43 | 9.739 | 9.4524 | 4.8735 | 6.8938 | 12.4042 | 15.3896 | 19.135 | 19.5747 | 11.1863 | 14.2672 | 24.8279 | 25.3143 | 0.5 | 0.41818 | 0.33636 | 0.072727 | 3643.7928 | 3653 | 3572 | 3605.5 | 3691 | 3695 | 0.4901 | 0.52407 | 0.41311 | 0.44937 | 0.56963 | 0.63355 | 9.2489 | 8.23 | 8.23 | 8.23 | 8.5068 | 12.4959 | 9.2489 | 8.7287 | 8.23 | 8.23 | 9.8902 | 11.2982 | 13.0589 | 9.9286 | 6.8666 | 6.8666 | 18.2167 | 24.841 | 0.20909 | 0.17273 | 0 | 0.054545 | 1080.8198 | 1055 | 1008 | 1008 | 1147 | 1199 | 0.56634 | 0.47584 | 0.37278 | 0.37278 | 0.71762 | 0.93789 | 9.5439 | 9.5 | 8.555 | 8.7872 | 9.5 | 10.6024 | #DIV/0! | #DIV/0! | #DIV/0! | 0.39189 | 0.5 | 0 | 0.5 | 0.5 | 0.5 | 78.38% | 0.5 | 0.29057 | 0 | 0 | 0 | 0.71278 | 0.94498 | 36.94% | 0.78666 | 0.16898 | 0 | 0 | 0 | 0.36291 | 0.60059 | 0.98881 | 33.33% | 0.50693 | 0.68246 | 0.5 | 0 | 0.5 | 1.2128 | 1.445 | 1.8443 | 78.38% | 0.87072 | 0.3345 | 0 | 0 | 0 | 0 | 1.1024 | 6.8872 | 21.62% | 1.547 | 4293.9564 | 3846.0877 | 3256.9796 | 3483.9926 | 427798% | 6328.7169 | 100% | 2426.6743 | 3504.0283 | 0 | 0 | 430532% | 5302.8205 | 53.15% | 6720.6308
2100 | 15.8613 | 15.9509 | 10.2959 | 12.6727 | 18.9164 | 21.8723 | 15.8613 | 15.4454 | 13.6861 | 14.5367 | 17.1506 | 18.7009 | 5.43 | 5.261 | 5.43 | 4.8294 | 5.0671 | 5.43 | 5.43 | 9.739 | 9.4524 | 4.8735 | 6.8938 | 12.4042 | 15.3896 | 19.135 | 19.5746 | 11.1863 | 14.2672 | 24.8279 | 25.3143 | 0.5 | 0.41818 | 0.33636 | 0.072727 | 3643.7838 | 3653 | 3572 | 3605.5 | 3691 | 3695 | 0.4901 | 0.52407 | 0.41311 | 0.44937 | 0.56963 | 0.60658 | 9.2489 | 8.23 | 8.23 | 8.23 | 8.5068 | 12.4959 | 9.2489 | 8.7287 | 8.23 | 8.23 | 9.8902 | 11.2982 | 13.0588 | 9.9286 | 6.8666 | 6.8666 | 18.2165 | 24.841 | 0.20909 | 0.17273 | 0 | 0.054545 | 1080.8108 | 1055 | 1008 | 1008 | 1147 | 1199 | 0.56634 | 0.47584 | 0.37278 | 0.37278 | 0.71762 | 0.93789 | 9.5439 | 9.5 | 8.555 | 8.7872 | 9.5 | 10.6024 | #DIV/0! | #DIV/0! | #DIV/0! | 0.39189 | 0.5 | 0 | 0.5 | 0.5 | 0.5 | 78.38% | 0.5 | 0.29057 | 0 | 0 | 0 | 0.71278 | 0.94498 | 36.94% | 0.78667 | 0.16898 | 0 | 0 | 0 | 0.36291 | 0.60059 | 0.98881 | 33.33% | 0.50693 | 0.68246 | 0.5 | 0 | 0.5 | 1.2128 | 1.445 | 1.8443 | 78.38% | 0.87073 | 0.3345 | 0 | 0 | 0 | 0 | 1.1024 | 6.8872 | 21.62% | 1.547 | 4293.9226 | 3846.0877 | 3256.9796 | 3483.9926 | 427798% | 6328.7169 | 100% | 2426.6352 | 3504.0283 | 0 | 0 | 430532% | 5302.8205 | 53.15% | 6720.5578
2101 | 15.8613 | 15.9509 | 10.2959 | 12.6727 | 18.9164 | 21.8723 | 15.8613 | 15.4454 | 13.6861 | 14.5367 | 17.1506 | 18.7009 | 5.43 | 5.261 | 5.43 | 4.8294 | 5.0671 | 5.43 | 5.43 | 9.739 | 9.4524 | 4.8735 | 6.8938 | 12.4042 | 15.3896 | 19.135 | 19.5746 | 11.1863 | 14.2672 | 24.8279 | 25.3143 | 0.5 | 0.41818 | 0.33636 | 0.072727 | 3643.7838 | 3653 | 3572 | 3605.5 | 3691 | 3695 | 0.49009 | 0.52407 | 0.41311 | 0.44937 | 0.56963 | 0.60658 | 9.2489 | 8.23 | 8.23 | 8.23 | 8.5068 | 12.4959 | 9.2489 | 8.7287 | 8.23 | 8.23 | 9.8902 | 11.2982 | 13.0588 | 9.9286 | 6.8666 | 6.8666 | 18.2163 | 24.841 | 0.20909 | 0.17273 | 0 | 0.054545 | 1080.8108 | 1055 | 1008 | 1008 | 1147 | 1199 | 0.56632 | 0.47584 | 0.37278 | 0.37278 | 0.71762 | 0.93789 | 9.5439 | 9.5 | 8.555 | 8.7872 | 9.5 | 10.6024 | #DIV/0! | #DIV/0! | #DIV/0! | 0.39189 | 0.5 | 0 | 0.5 | 0.5 | 0.5 | 78.38% | 0.5 | 0.29058 | 0 | 0 | 0 | 0.71278 | 0.94498 | 36.94% | 0.78669 | 0.16898 | 0 | 0 | 0 | 0.36291 | 0.60059 | 0.98881 | 33.33% | 0.50693 | 0.68247 | 0.5 | 0 | 0.5 | 1.2128 | 1.445 | 1.8443 | 78.38% | 0.87074 | 0.3345 | 0 | 0 | 0 | 0 | 1.1024 | 6.8872 | 21.62% | 1.547 | 4293.8887 | 3846.0877 | 3256.9796 | 3483.9926 | 427798% | 6328.7169 | 100% | 2426.5961 | 3504.0283 | 0 | 0 | 430532% | 5302.8205 | 53.15% | 6720.4848
2102 | 15.8613 | 15.9509 | 10.2959 | 12.6727 | 18.9164 | 21.8723 | 15.8613 | 15.4454 | 13.6861 | 14.5367 | 17.1506 | 18.7009 | 5.43 | 5.261 | 5.43 | 4.8294 | 5.0671 | 5.43 | 5.43 | 9.739 | 9.4524 | 4.8735 | 6.8938 | 12.4042 | 15.3896 | 19.135 | 19.5746 | 11.1863 | 14.2672 | 24.8279 | 25.3143 | 0.5 | 0.41818 | 0.33636 | 0.072727 | 3643.7838 | 3653 | 3572 | 3605.5 | 3691 | 3695 | 0.49009 | 0.52407 | 0.41311 | 0.44937 | 0.57262 | 0.61257 | 9.2489 | 8.23 | 8.23 | 8.23 | 8.5068 | 12.4959 | 9.2489 | 8.7287 | 8.23 | 8.23 | 9.8902 | 11.2982 | 13.0587 | 9.9286 | 6.8666 | 6.8666 | 18.2162 | 24.841 | 0.20909 | 0.17273 | 0 | 0.054545 | 1080.8108 | 1055 | 1008 | 1008 | 1147 | 1199 | 0.56632 | 0.47584 | 0.37278 | 0.37278 | 0.71762 | 0.93789 | 9.5439 | 9.5 | 8.555 | 8.7872 | 9.5 | 10.6024 | #DIV/0! | #DIV/0! | #DIV/0! | 0.39189 | 0.5 | 0 | 0.5 | 0.5 | 0.5 | 78.38% | 0.5 | 0.29058 | 0 | 0 | 0 | 0.71278 | 0.94498 | 36.94% | 0.7867 | 0.16898 | 0 | 0 | 0 | 0.36291 | 0.60059 | 0.98881 | 33.33% | 0.50693 | 0.68247 | 0.5 | 0 | 0.5 | 1.2128 | 1.445 | 1.8443 | 78.38% | 0.87074 | 0.33449 | 0 | 0 | 0 | 0 | 1.1024 | 6.8872 | 21.62% | 1.547 | 4293.8885 | 3846.0877 | 3256.9796 | 3483.9926 | 427798% | 6328.7169 | 100% | 2426.596 | 3504.0283 | 0 | 0 | 430532% | 5302.8205 | 53.15% | 6720.4845
2103 | 15.8613 | 15.9509 | 10.2959 | 12.6727 | 18.9164 | 21.8723 | 15.8613 | 15.4454 | 13.6861 | 14.5367 | 17.1506 | 18.7009 | 5.43 | 5.261 | 5.43 | 4.8294 | 5.0671 | 5.43 | 5.43 | 9.739 | 9.4524 | 4.8735 | 6.8938 | 12.4042 | 15.3896 | 19.135 | 19.5763 | 11.1863 | 14.2672 | 24.8279 | 25.3143 | 0.5 | 0.41818 | 0.33636 | 0.072727 | 3643.7838 | 3653 | 3572 | 3605.5 | 3691 | 3695 | 0.49009 | 0.52407 | 0.41311 | 0.44937 | 0.58722 | 0.61257 | 9.2489 | 8.23 | 8.23 | 8.23 | 8.5068 | 12.4959 | 9.2489 | 8.7287 | 8.23 | 8.23 | 9.8902 | 11.2982 | 13.0586 | 9.9286 | 6.8666 | 6.8666 | 18.2156 | 24.841 | 0.20909 | 0.17273 | 0 | 0.054545 | 1080.8108 | 1055 | 1008 | 1008 | 1147 | 1199 | 0.56632 | 0.47584 | 0.37278 | 0.37278 | 0.71762 | 0.93789 | 9.5439 | 9.5 | 8.555 | 8.7872 | 9.5 | 10.6024 | #DIV/0! | #DIV/0! | #DIV/0! | 0.39189 | 0.5 | 0 | 0.5 | 0.5 | 0.5 | 78.38% | 0.5 | 0.29059 | 0 | 0 | 0 | 0.71278 | 0.94498 | 36.94% | 0.78671 | 0.16898 | 0 | 0 | 0 | 0.36291 | 0.60059 | 0.98881 | 33.33% | 0.50693 | 0.68248 | 0.5 | 0 | 0.5 | 1.2128 | 1.445 | 1.8443 | 78.38% | 0.87075 | 0.33449 | 0 | 0 | 0 | 0 | 1.1024 | 6.8872 | 21.62% | 1.547 | 4293.8883 | 3846.0877 | 3256.9796 | 3483.9926 | 427798% | 6328.7169 | 100% | 2426.596 | 3504.0283 | 0 | 0 | 430532% | 5302.8205 | 53.15% | 6720.4843
2104 | 15.8613 | 15.9509 | 10.2959 | 12.6727 | 18.9164 | 21.8723 | 15.8613 | 15.4454 | 13.6861 | 14.5367 | 17.1506 | 18.7009 | 5.43 | 5.261 | 5.43 | 4.8294 | 5.0671 | 5.43 | 5.43 | 9.739 | 9.4524 | 4.8735 | 6.8938 | 12.4042 | 15.3896 | 19.135 | 19.5762 | 11.1863 | 14.2672 | 24.8279 | 25.3143 | 0.5 | 0.41818 | 0.33636 | 0.072727 | 3643.7838 | 3653 | 3572 | 3605.5 | 3691 | 3695 | 0.49009 | 0.52407 | 0.41311 | 0.45057 | 0.58722 | 0.61257 | 9.2489 | 8.23 | 8.23 | 8.23 | 8.5068 | 12.4959 | 9.2489 | 8.7287 | 8.23 | 8.23 | 9.8902 | 11.2982 | 13.0586 | 9.9286 | 6.8666 | 6.8666 | 18.2149 | 24.841 | 0.20909 | 0.17273 | 0 | 0.054545 | 1080.8108 | 1055 | 1008 | 1008 | 1147 | 1199 | 0.56632 | 0.47584 | 0.37278 | 0.37278 | 0.71762 | 0.93789 | 9.5439 | 9.5 | 8.555 | 8.7872 | 9.5 | 10.6024 | #DIV/0! | #DIV/0! | #DIV/0! | 0.39189 | 0.5 | 0 | 0.5 | 0.5 | 0.5 | 78.38% | 0.5 | 0.29057 | 0 | 0 | 0 | 0.71278 | 0.94498 | 36.94% | 0.78667 | 0.16898 | 0 | 0 | 0 | 0.36291 | 0.60059 | 0.98881 | 33.33% | 0.50693 | 0.68246 | 0.5 | 0 | 0.5 | 1.2128 | 1.445 | 1.8443 | 78.38% | 0.87073 | 0.33449 | 0 | 0 | 0 | 0 | 1.1024 | 6.8872 | 21.62% | 1.547 | 4293.8881 | 3846.0877 | 3256.9796 | 3483.9926 | 427798% | 6328.7169 | 100% | 2426.5959 | 3504.0283 | 0 | 0 | 430532% | 5302.8205 | 53.15% | 6720.484
2105 | 15.8613 | 15.9509 | 10.2959 | 12.6727 | 18.9164 | 21.8723 | 15.8613 | 15.4454 | 13.6861 | 14.5367 | 17.1506 | 18.7009 | 5.43 | 5.261 | 5.43 | 4.8294 | 5.0671 | 5.43 | 5.43 | 9.739 | 9.4524 | 4.8735 | 6.8938 | 12.4042 | 15.3896 | 19.1351 | 19.5762 | 11.1863 | 14.2672 | 24.8279 | 25.3143 | 0.5 | 0.41818 | 0.33636 | 0.072727 | 3643.7838 | 3653 | 3572 | 3605.5 | 3691 | 3695 | 0.49009 | 0.52407 | 0.39016 | 0.43904 | 0.58722 | 0.61257 | 9.2489 | 8.23 | 8.23 | 8.23 | 8.5068 | 12.4959 | 9.2489 | 8.7287 | 8.23 | 8.23 | 9.8902 | 11.2982 | 13.0585 | 9.9286 | 6.8666 | 6.8666 | 18.214 | 24.841 | 0.20909 | 0.17273 | 0 | 0.054545 | 1080.8108 | 1055 | 1008 | 1008 | 1147 | 1199 | 0.56632 | 0.47584 | 0.37278 | 0.37278 | 0.71762 | 0.93789 | 9.5439 | 9.5 | 8.555 | 8.7872 | 9.5 | 10.6024 | #DIV/0! | #DIV/0! | #DIV/0! | 0.39189 | 0.5 | 0 | 0.5 | 0.5 | 0.5 | 78.38% | 0.5 | 0.29057 | 0 | 0 | 0 | 0.71278 | 0.94498 | 36.94% | 0.78668 | 0.16898 | 0 | 0 | 0 | 0.36291 | 0.60059 | 0.98881 | 33.33% | 0.50693 | 0.68247 | 0.5 | 0 | 0.5 | 1.2128 | 1.445 | 1.8443 | 78.38% | 0.87073 | 0.33449 | 0 | 0 | 0 | 0 | 1.1024 | 6.8872 | 21.62% | 1.547 | 4293.8879 | 3846.0877 | 3256.9796 | 3483.9926 | 427798% | 6328.7169 | 100% | 2426.5958 | 3504.0283 | 0 | 0 | 430532% | 5302.8205 | 53.15% | 6720.4837
2106 | 15.8613 | 15.9509 | 10.2959 | 12.6727 | 18.9164 | 21.8723 | 15.8613 | 15.4454 | 13.6861 | 14.5367 | 17.1506 | 18.7009 | 5.43 | 5.261 | 5.43 | 4.8294 | 5.0671 | 5.43 | 5.43 | 9.739 | 9.4524 | 4.8735 | 6.8938 | 12.4042 | 15.3896 | 19.1351 | 19.5761 | 11.1863 | 14.2672 | 24.8279 | 25.3143 | 0.5 | 0.41818 | 0.33636 | 0.072727 | 3643.7838 | 3653 | 3572 | 3605.5 | 3691 | 3695 | 0.49009 | 0.52407 | 0.39016 | 0.43904 | 0.58722 | 0.61257 | 9.2489 | 8.23 | 8.23 | 8.23 | 8.5068 | 12.4959 | 9.2489 | 8.7287 | 8.23 | 8.23 | 9.8902 | 11.2982 | 13.0584 | 9.9286 | 6.8666 | 6.8666 | 18.214 | 24.841 | 0.20909 | 0.17273 | 0 | 0.054545 | 1080.8108 | 1055 | 1008 | 1008 | 1147 | 1199 | 0.56632 | 0.47584 | 0.37278 | 0.37278 | 0.71762 | 0.93789 | 9.5439 | 9.5 | 8.555 | 8.7872 | 9.5 | 10.6024 | #DIV/0! | #DIV/0! | #DIV/0! | 0.39189 | 0.5 | 0 | 0.5 | 0.5 | 0.5 | 78.38% | 0.5 | 0.29058 | 0 | 0 | 0 | 0.71278 | 0.94498 | 36.94% | 0.78668 | 0.16898 | 0 | 0 | 0 | 0.36291 | 0.60059 | 0.98881 | 33.33% | 0.50693 | 0.68247 | 0.5 | 0 | 0.5 | 1.2128 | 1.445 | 1.8443 | 78.38% | 0.87074 | 0.33449 | 0 | 0 | 0 | 0 | 1.1024 | 6.8872 | 21.62% | 1.547 | 4293.8878 | 3846.0877 | 3256.9796 | 3483.9926 | 427798% | 6328.7169 | 100% | 2426.5956 | 3504.0283 | 0 | 0 | 430532% | 5302.8205 | 53.15% | 6720.4834
2107 | 15.8613 | 15.9509 | 10.2959 | 12.6727 | 18.9164 | 21.8723 | 15.8613 | 15.4454 | 13.6861 | 14.5367 | 17.1506 | 18.7009 | 5.43 | 5.261 | 5.43 | 4.8294 | 5.0671 | 5.43 | 5.43 | 9.739 | 9.4524 | 4.8735 | 6.8938 | 12.4042 | 15.3896 | 19.1351 | 19.5761 | 11.1863 | 14.2672 | 24.8279 | 25.3143 | 0.5 | 0.41818 | 0.33636 | 0.072727 | 3643.7838 | 3653 | 3572 | 3605.5 | 3691 | 3695 | 0.49009 | 0.52407 | 0.3334 | 0.40164 | 0.58722 | 0.61257 | 9.2489 | 8.23 | 8.23 | 8.23 | 8.5068 | 12.4959 | 9.2489 | 8.7287 | 8.23 | 8.23 | 9.8902 | 11.2982 | 13.0584 | 9.9286 | 6.8666 | 6.8666 | 18.214 | 24.841 | 0.20909 | 0.17273 | 0 | 0.054545 | 1080.8108 | 1055 | 1008 | 1008 | 1147 | 1199 | 0.56632 | 0.47584 | 0.37278 | 0.37278 | 0.71762 | 0.93789 | 9.5439 | 9.5 | 8.555 | 8.7872 | 9.5 | 10.6024 | #DIV/0! | #DIV/0! | #DIV/0! | 0.39189 | 0.5 | 0 | 0.5 | 0.5 | 0.5 | 78.38% | 0.5 | 0.29058 | 0 | 0 | 0 | 0.71278 | 0.94498 | 36.94% | 0.78669 | 0.16898 | 0 | 0 | 0 | 0.36291 | 0.60059 | 0.98881 | 33.33% | 0.50693 | 0.68247 | 0.5 | 0 | 0.5 | 1.2128 | 1.445 | 1.8443 | 78.38% | 0.87074 | 0.33449 | 0 | 0 | 0 | 0 | 1.1024 | 6.8872 | 21.62% | 1.547 | 4293.8877 | 3846.0877 | 3256.9796 | 3483.9926 | 427798% | 6328.7169 | 100% | 2426.5955 | 3504.0283 | 0 | 0 | 430532% | 5302.8205 | 53.15% | 6720.4832
2108 | 15.8613 | 15.9509 | 10.2959 | 12.6727 | 18.9164 | 21.8723 | 15.8613 | 15.4454 | 13.6861 | 14.5367 | 17.1506 | 18.7009 | 5.43 | 5.261 | 5.43 | 4.8294 | 5.0671 | 5.43 | 5.43 | 9.739 | 9.4524 | 4.8735 | 6.8938 | 12.4042 | 15.3896 | 19.1351 | 19.5761 | 11.1863 | 14.2672 | 24.8279 | 25.3143 | 0.5 | 0.41818 | 0.33636 | 0.072727 | 3643.7838 | 3653 | 3572 | 3605.5 | 3691 | 3695 | 0.49009 | 0.52407 | 0.31806 | 0.36178 | 0.58722 | 0.61257 | 9.2489 | 8.23 | 8.23 | 8.23 | 8.5068 | 12.4959 | 9.2489 | 8.7287 | 8.23 | 8.23 | 9.8902 | 11.2982 | 13.0583 | 9.9286 | 6.8666 | 6.8666 | 18.2138 | 24.841 | 0.20909 | 0.17273 | 0 | 0.054545 | 1080.8108 | 1055 | 1008 | 1008 | 1147 | 1199 | 0.56632 | 0.47584 | 0.37278 | 0.37278 | 0.71762 | 0.93789 | 9.5439 | 9.5 | 8.555 | 8.7872 | 9.5 | 10.6024 | #DIV/0! | #DIV/0! | #DIV/0! | 0.39189 | 0.5 | 0 | 0.5 | 0.5 | 0.5 | 78.38% | 0.5 | 0.29058 | 0 | 0 | 0 | 0.71278 | 0.94498 | 36.94% | 0.7867 | 0.16898 | 0 | 0 | 0 | 0.36291 | 0.60059 | 0.98881 | 33.33% | 0.50693 | 0.68247 | 0.5 | 0 | 0.5 | 1.2128 | 1.445 | 1.8443 | 78.38% | 0.87074 | 0.33449 | 0 | 0 | 0 | 0 | 1.1024 | 6.8872 | 21.62% | 1.547 | 4293.8876 | 3846.0877 | 3256.9796 | 3483.9926 | 427798% | 6328.7169 | 100% | 2426.5953 | 3504.0283 | 0 | 0 | 430532% | 5302.8205 | 53.15% | 6720.4829
2109 | 15.8613 | 15.9509 | 10.2959 | 12.6727 | 18.9164 | 21.8723 | 15.8613 | 15.4454 | 13.6861 | 14.5367 | 17.1506 | 18.7009 | 5.43 | 5.261 | 5.43 | 4.8294 | 5.0671 | 5.43 | 5.43 | 9.739 | 9.4524 | 4.8735 | 6.8938 | 12.4042 | 15.3896 | 19.1351 | 19.576 | 11.1863 | 14.2672 | 24.8279 | 25.3143 | 0.5 | 0.41818 | 0.33636 | 0.072727 | 3643.7838 | 3653 | 3572 | 3605.5 | 3691 | 3695 | 0.49009 | 0.51569 | 0.30081 | 0.32573 | 0.58722 | 0.61257 | 9.2489 | 8.23 | 8.23 | 8.23 | 8.5068 | 12.4959 | 9.2489 | 8.7287 | 8.23 | 8.23 | 9.8902 | 11.2982 | 13.0583 | 9.9286 | 6.8666 | 6.8666 | 18.2138 | 24.841 | 0.20909 | 0.17273 | 0 | 0.054545 | 1080.8108 | 1055 | 1008 | 1008 | 1147 | 1199 | 0.56632 | 0.47584 | 0.37278 | 0.37278 | 0.71762 | 0.93789 | 9.5439 | 9.5 | 8.555 | 8.7872 | 9.5 | 10.6024 | #DIV/0! | #DIV/0! | #DIV/0! | 0.39189 | 0.5 | 0 | 0.5 | 0.5 | 0.5 | 78.38% | 0.5 | 0.29058 | 0 | 0 | 0 | 0.71278 | 0.94498 | 36.94% | 0.7867 | 0.16898 | 0 | 0 | 0 | 0.36291 | 0.60059 | 0.98881 | 33.33% | 0.50693 | 0.68247 | 0.5 | 0 | 0.5 | 1.2128 | 1.445 | 1.8443 | 78.38% | 0.87074 | 0.33449 | 0 | 0 | 0 | 0 | 1.1024 | 6.8872 | 21.62% | 1.547 | 4293.8875 | 3846.0877 | 3256.9796 | 3483.9926 | 427798% | 6328.7169 | 100% | 2426.5952 | 3504.0283 | 0 | 0 | 430532% | 5302.8205 | 53.15% | 6720.4827
2110 | 15.8613 | 15.9509 | 10.2959 | 12.6727 | 18.9164 | 21.8723 | 15.8613 | 15.4454 | 13.6861 | 14.5367 | 17.1506 | 18.7009 | 5.43 | 5.261 | 5.43 | 4.8294 | 5.0671 | 5.43 | 5.43 | 9.739 | 9.4524 | 4.8735 | 6.8938 | 12.4042 | 15.3896 | 19.1351 | 19.576 | 11.1863 | 14.2672 | 24.8279 | 25.3143 | 0.5 | 0.41818 | 0.33636 | 0.072727 | 3643.7838 | 3653 | 3572 | 3605.5 | 3691 | 3695 | 0.49009 | 0.39016 | 0.2523 | 0.30944 | 0.58722 | 0.61257 | 9.2489 | 8.23 | 8.23 | 8.23 | 8.5068 | 12.4959 | 9.2489 | 8.7287 | 8.23 | 8.23 | 9.8902 | 11.2982 | 13.0582 | 9.9286 | 6.8666 | 6.8666 | 18.2138 | 24.841 | 0.20909 | 0.17273 | 0 | 0.054545 | 1080.8108 | 1055 | 1008 | 1008 | 1147 | 1199 | 0.56632 | 0.47584 | 0.37278 | 0.37278 | 0.71762 | 0.93789 | 9.5439 | 9.5 | 8.555 | 8.7872 | 9.5 | 10.6024 | #DIV/0! | #DIV/0! | #DIV/0! | 0.39189 | 0.5 | 0 | 0.5 | 0.5 | 0.5 | 78.38% | 0.5 | 0.29059 | 0 | 0 | 0 | 0.71278 | 0.94498 | 36.94% | 0.78671 | 0.16898 | 0 | 0 | 0 | 0.36291 | 0.60059 | 0.98881 | 33.33% | 0.50693 | 0.68248 | 0.5 | 0 | 0.5 | 1.2128 | 1.445 | 1.8443 | 78.38% | 0.87075 | 0.33449 | 0 | 0 | 0 | 0 | 1.1024 | 6.8872 | 21.62% | 1.547 | 4293.8874 | 3846.0877 | 3256.9796 | 3483.9926 | 427798% | 6328.7169 | 100% | 2426.5951 | 3504.0283 | 0 | 0 | 430532% | 5302.8205 | 53.15% | 6720.4825
2111 | 15.8613 | 15.9509 | 10.2959 | 12.6727 | 18.9164 | 21.8723 | 15.8613 | 15.4454 | 13.6861 | 14.5367 | 17.1506 | 18.7009 | 5.43 | 5.261 | 5.43 | 4.8294 | 5.0671 | 5.43 | 5.43 | 9.739 | 9.4524 | 4.8735 | 6.8938 | 12.4042 | 15.3896 | 19.1351 | 19.576 | 11.1863 | 14.2672 | 24.8279 | 25.3143 | 0.5 | 0.41818 | 0.33636 | 0.072727 | 3643.7838 | 3653 | 3572 | 3605.5 | 3691 | 3695 | 0.49009 | 0.3334 | 0.2523 | 0.30944 | 0.54177 | 0.61257 | 9.2489 | 8.23 | 8.23 | 8.23 | 8.5068 | 12.4959 | 9.2489 | 8.7287 | 8.23 | 8.23 | 9.8902 | 11.2982 | 13.0582 | 9.9286 | 6.8666 | 6.8666 | 18.2138 | 24.841 | 0.20909 | 0.17273 | 0 | 0.054545 | 1080.8108 | 1055 | 1008 | 1008 | 1147 | 1199 | 0.56632 | 0.47584 | 0.37278 | 0.37278 | 0.71762 | 0.93789 | 9.5439 | 9.5 | 8.555 | 8.7872 | 9.5 | 10.6024 | #DIV/0! | #DIV/0! | #DIV/0! | 0.39189 | 0.5 | 0 | 0.5 | 0.5 | 0.5 | 78.38% | 0.5 | 0.29059 | 0 | 0 | 0 | 0.71278 | 0.94498 | 36.94% | 0.78671 | 0.16898 | 0 | 0 | 0 | 0.36291 | 0.60059 | 0.98881 | 33.33% | 0.50693 | 0.68248 | 0.5 | 0 | 0.5 | 1.2128 | 1.445 | 1.8443 | 78.38% | 0.87075 | 0.33449 | 0 | 0 | 0 | 0 | 1.1024 | 6.8872 | 21.62% | 1.547 | 4293.8946 | 3846.0877 | 3256.9796 | 3483.9926 | 427798% | 6328.7169 | 100% | 2426.5951 | 3504.0283 | 0 | 0 | 430532% | 5302.8205 | 53.15% | 6720.4897
2112 | 15.8613 | 15.9509 | 10.2959 | 12.6727 | 18.9164 | 21.8723 | 15.8613 | 15.4454 | 13.6861 | 14.5367 | 17.1506 | 18.7009 | 5.43 | 5.261 | 5.43 | 4.8294 | 5.0671 | 5.43 | 5.43 | 9.739 | 9.4524 | 4.8735 | 6.8938 | 12.4042 | 15.3896 | 19.1351 | 19.576 | 11.1863 | 14.2672 | 24.8279 | 25.3143 | 0.5 | 0.41818 | 0.33636 | 0.072727 | 3643.7838 | 3653 | 3572 | 3605.5 | 3691 | 3695 | 0.49009 | 0.32382 | 0.2523 | 0.30944 | 0.45292 | 0.56786 | 9.2489 | 8.23 | 8.23 | 8.23 | 8.5068 | 12.4959 | 9.2489 | 8.7287 | 8.23 | 8.23 | 9.8902 | 11.2982 | 13.0581 | 9.9286 | 6.8666 | 6.8666 | 18.2147 | 24.841 | 0.20909 | 0.17273 | 0 | 0.054545 | 1080.8108 | 1055 | 1008 | 1008 | 1147 | 1199 | 0.56632 | 0.47584 | 0.37278 | 0.37278 | 0.71762 | 0.93789 | 9.5439 | 9.5 | 8.555 | 8.7872 | 9.5 | 10.6024 | #DIV/0! | #DIV/0! | #DIV/0! | 0.39189 | 0.5 | 0 | 0.5 | 0.5 | 0.5 | 78.38% | 0.5 | 0.29059 | 0 | 0 | 0 | 0.71278 | 0.94498 | 36.94% | 0.78672 | 0.16898 | 0 | 0 | 0 | 0.36291 | 0.60059 | 0.98881 | 33.33% | 0.50693 | 0.68248 | 0.5 | 0 | 0.5 | 1.2128 | 1.445 | 1.8443 | 78.38% | 0.87075 | 0.33449 | 0 | 0 | 0 | 0 | 1.1024 | 6.8872 | 21.62% | 1.547 | 4293.8949 | 3846.0877 | 3256.9796 | 3483.9926 | 427798% | 6328.7169 | 100% | 2426.595 | 3504.0283 | 0 | 0 | 430532% | 5302.8205 | 53.15% | 6720.4898
2113 | 15.8613 | 15.9509 | 10.2959 | 12.6727 | 18.9164 | 21.8723 | 15.8613 | 15.4454 | 13.6861 | 14.5367 | 17.1506 | 18.7009 | 5.43 | 5.261 | 5.43 | 4.8294 | 5.0671 | 5.43 | 5.43 | 9.739 | 9.4524 | 4.8735 | 6.8938 | 12.4042 | 15.3896 | 19.1351 | 19.576 | 11.1863 | 14.2672 | 24.8279 | 25.3143 | 0.5 | 0.41818 | 0.33636 | 0.072727 | 3643.7838 | 3653 | 3572 | 3605.5 | 3691 | 3695 | 0.49009 | 0.32382 | 0.2523 | 0.30944 | 0.3762 | 0.51569 | 9.2489 | 8.23 | 8.23 | 8.23 | 8.5068 | 12.4959 | 9.2489 | 8.7287 | 8.23 | 8.23 | 9.8902 | 11.2982 | 13.0581 | 9.9286 | 6.8666 | 6.8666 | 18.2146 | 24.841 | 0.20909 | 0.17273 | 0 | 0.054545 | 1080.8108 | 1055 | 1008 | 1008 | 1147 | 1199 | 0.56632 | 0.47584 | 0.37278 | 0.37278 | 0.71762 | 0.93789 | 9.5439 | 9.5 | 8.555 | 8.7872 | 9.5 | 10.6024 | #DIV/0! | #DIV/0! | #DIV/0! | 0.39189 | 0.5 | 0 | 0.5 | 0.5 | 0.5 | 78.38% | 0.5 | 0.29059 | 0 | 0 | 0 | 0.71278 | 0.94498 | 36.94% | 0.78673 | 0.16898 | 0 | 0 | 0 | 0.36291 | 0.60059 | 0.98881 | 33.33% | 0.50693 | 0.68249 | 0.5 | 0 | 0.5 | 1.2128 | 1.445 | 1.8443 | 78.38% | 0.87076 | 0.33449 | 0 | 0 | 0 | 0 | 1.1024 | 6.8872 | 21.62% | 1.547 | 4293.8947 | 3846.0877 | 3256.9796 | 3483.9926 | 427798% | 6328.7169 | 100% | 2426.5949 | 3504.0283 | 0 | 0 | 430532% | 5302.8205 | 53.15% | 6720.4896
2114 | 15.8613 | 15.9509 | 10.2959 | 12.6727 | 18.9164 | 21.8723 | 15.8613 | 15.4454 | 13.6861 | 14.5367 | 17.1506 | 18.7009 | 5.43 | 5.261 | 5.43 | 4.8294 | 5.0671 | 5.43 | 5.43 | 9.739 | 9.4524 | 4.8735 | 6.8938 | 12.4042 | 15.3896 | 19.1351 | 19.576 | 11.1863 | 14.2672 | 24.8279 | 25.3143 | 0.5 | 0.41818 | 0.33636 | 0.072727 | 3643.7838 | 3653 | 3572 | 3605.5 | 3691 | 3695 | 0.49009 | 0.32382 | 0.2523 | 0.30944 | 0.35551 | 0.39016 | 9.2489 | 8.23 | 8.23 | 8.23 | 8.5068 | 12.4959 | 9.2489 | 8.7287 | 8.23 | 8.23 | 9.8902 | 11.2982 | 13.0581 | 9.9286 | 6.8666 | 6.8666 | 18.2146 | 24.841 | 0.20909 | 0.17273 | 0 | 0.054545 | 1080.8108 | 1055 | 1008 | 1008 | 1147 | 1199 | 0.56632 | 0.47584 | 0.37278 | 0.37278 | 0.71762 | 0.93789 | 9.5439 | 9.5 | 8.555 | 8.7872 | 9.5 | 10.6024 | #DIV/0! | #DIV/0! | #DIV/0! | 0.39189 | 0.5 | 0 | 0.5 | 0.5 | 0.5 | 78.38% | 0.5 | 0.2906 | 0 | 0 | 0 | 0.71278 | 0.94498 | 36.94% | 0.78674 | 0.16898 | 0 | 0 | 0 | 0.36291 | 0.60059 | 0.98881 | 33.33% | 0.50693 | 0.68249 | 0.5 | 0 | 0.5 | 1.2128 | 1.445 | 1.8443 | 78.38% | 0.87076 | 0.3345 | 0 | 0 | 0 | 0 | 1.1024 | 6.8872 | 21.62% | 1.5471 | 4293.8946 | 3846.0877 | 3256.9796 | 3483.9926 | 427798% | 6328.7169 | 100% | 2426.599 | 3504.0283 | 0 | 0 | 430532% | 5302.8205 | 53.15% | 6720.4936
2115 | 15.8613 | 15.9509 | 10.2959 | 12.6727 | 18.9164 | 21.8723 | 15.8613 | 15.4454 | 13.6861 | 14.5367 | 17.1506 | 18.7009 | 5.43 | 5.261 | 5.43 | 4.8294 | 5.0671 | 5.43 | 5.43 | 9.739 | 9.4524 | 4.8735 | 6.8938 | 12.4042 | 15.3896 | 19.1351 | 19.576 | 11.1863 | 14.2672 | 24.8279 | 25.3143 | 0.5 | 0.41818 | 0.33636 | 0.072727 | 3643.7838 | 3653 | 3572 | 3605.5 | 3691 | 3695 | 0.49009 | 0.32382 | 0.2523 | 0.30944 | 0.34589 | 0.36224 | 9.2489 | 8.23 | 8.23 | 8.23 | 8.5068 | 12.4959 | 9.2489 | 8.7287 | 8.23 | 8.23 | 9.8902 | 11.2982 | 13.058 | 9.9286 | 6.8666 | 6.8666 | 18.2146 | 24.841 | 0.20909 | 0.17273 | 0 | 0.054545 | 1080.8108 | 1055 | 1008 | 1008 | 1147 | 1199 | 0.56632 | 0.47584 | 0.37278 | 0.37278 | 0.71762 | 0.93789 | 9.5439 | 9.5 | 8.555 | 8.7872 | 9.5 | 10.6024 | #DIV/0! | #DIV/0! | #DIV/0! | 0.39189 | 0.5 | 0 | 0.5 | 0.5 | 0.5 | 78.38% | 0.5 | 0.2906 | 0 | 0 | 0 | 0.71278 | 0.94498 | 36.94% | 0.78675 | 0.16898 | 0 | 0 | 0 | 0.36291 | 0.60059 | 0.98881 | 33.33% | 0.50693 | 0.68249 | 0.5 | 0 | 0.5 | 1.2128 | 1.445 | 1.8443 | 78.38% | 0.87077 | 0.3345 | 0 | 0 | 0 | 0 | 1.1024 | 6.8872 | 21.62% | 1.5471 | 4293.8944 | 3846.0877 | 3256.9796 | 3483.9926 | 427798% | 6328.7169 | 100% | 2426.6009 | 3504.0283 | 0 | 0 | 430532% | 5302.8205 | 53.15% | 6720.4953
2116 | 15.8613 | 15.9509 | 10.2959 | 12.6727 | 18.9164 | 21.8723 | 15.8613 | 15.4454 | 13.6861 | 14.5367 | 17.1506 | 18.7009 | 5.43 | 5.261 | 5.43 | 4.8294 | 5.0671 | 5.43 | 5.43 | 9.739 | 9.4524 | 4.8735 | 6.8938 | 12.4042 | 15.3896 | 19.1351 | 19.576 | 11.1863 | 14.2672 | 24.8279 | 25.3143 | 0.5 | 0.41818 | 0.33636 | 0.072727 | 3643.7838 | 3653 | 3572 | 3605.5 | 3691 | 3695 | 0.49009 | 0.3219 | 0.2523 | 0.28114 | 0.3382 | 0.34878 | 9.2489 | 8.23 | 8.23 | 8.23 | 8.5068 | 12.4959 | 9.2489 | 8.7287 | 8.23 | 8.23 | 9.8902 | 11.2982 | 13.058 | 9.9286 | 6.8666 | 6.8666 | 18.2146 | 24.841 | 0.20909 | 0.17273 | 0 | 0.054545 | 1080.8108 | 1055 | 1008 | 1008 | 1147 | 1199 | 0.56632 | 0.47584 | 0.37278 | 0.37278 | 0.71762 | 0.93789 | 9.5439 | 9.5 | 8.555 | 8.7872 | 9.5 | 10.6024 | #DIV/0! | #DIV/0! | #DIV/0! | 0.39189 | 0.5 | 0 | 0.5 | 0.5 | 0.5 | 78.38% | 0.5 | 0.29061 | 0 | 0 | 0 | 0.71278 | 0.94498 | 36.94% | 0.78677 | 0.16898 | 0 | 0 | 0 | 0.36291 | 0.60059 | 0.98881 | 33.33% | 0.50693 | 0.6825 | 0.5 | 0 | 0.5 | 1.2128 | 1.445 | 1.8443 | 78.38% | 0.87078 | 0.3345 | 0 | 0 | 0 | 0 | 1.1024 | 6.8872 | 21.62% | 1.5471 | 4293.8942 | 3846.0877 | 3256.9796 | 3483.9926 | 427798% | 6328.7169 | 100% | 2426.6006 | 3504.0283 | 0 | 0 | 430532% | 5302.8205 | 53.15% | 6720.4949
2117 | 15.8613 | 15.9509 | 10.2959 | 12.6727 | 18.9164 | 21.8723 | 15.8613 | 15.4454 | 13.6861 | 14.5367 | 17.1506 | 18.7009 | 5.43 | 5.261 | 5.43 | 4.8294 | 5.0671 | 5.43 | 5.43 | 9.739 | 9.4524 | 4.8735 | 6.8938 | 12.4042 | 15.3896 | 19.1351 | 19.576 | 11.1863 | 14.2672 | 24.8279 | 25.3143 | 0.5 | 0.41818 | 0.33636 | 0.072727 | 3643.7838 | 3653 | 3572 | 3605.5 | 3691 | 3695 | 0.49009 | 0.31806 | 0.2523 | 0.27246 | 0.33341 | 0.34878 | 9.2489 | 8.23 | 8.23 | 8.23 | 8.5068 | 12.4959 | 9.2489 | 8.7287 | 8.23 | 8.23 | 9.8902 | 11.2982 | 13.058 | 9.9286 | 6.8666 | 6.8666 | 18.2145 | 24.841 | 0.20909 | 0.17273 | 0 | 0.054545 | 1080.8108 | 1055 | 1008 | 1008 | 1147 | 1199 | 0.56632 | 0.47584 | 0.37278 | 0.37278 | 0.71762 | 0.93789 | 9.5439 | 9.5 | 8.555 | 8.7872 | 9.5 | 10.6024 | #DIV/0! | #DIV/0! | #DIV/0! | 0.39189 | 0.5 | 0 | 0.5 | 0.5 | 0.5 | 78.38% | 0.5 | 0.29062 | 0 | 0 | 0 | 0.71278 | 0.94498 | 36.94% | 0.78681 | 0.16898 | 0 | 0 | 0 | 0.36291 | 0.60059 | 0.98881 | 33.33% | 0.50693 | 0.68251 | 0.5 | 0 | 0.5 | 1.2128 | 1.445 | 1.8443 | 78.38% | 0.87079 | 0.3345 | 0 | 0 | 0 | 0 | 1.1024 | 6.8872 | 21.62% | 1.5471 | 4293.894 | 3846.0877 | 3256.9796 | 3483.9926 | 427798% | 6328.7169 | 100% | 2426.6006 | 3504.0283 | 0 | 0 | 430532% | 5302.8205 | 53.15% | 6720.4946
2118 | 15.8613 | 15.9509 | 10.2959 | 12.6727 | 18.9164 | 21.8723 | 15.8613 | 15.4454 | 13.6861 | 14.5367 | 17.1506 | 18.7009 | 5.43 | 5.261 | 5.43 | 4.8294 | 5.0671 | 5.43 | 5.43 | 9.739 | 9.4524 | 4.8735 | 6.8938 | 12.4042 | 15.3896 | 19.1351 | 19.576 | 11.1863 | 14.2672 | 24.8279 | 25.3143 | 0.5 | 0.41818 | 0.33636 | 0.072727 | 3643.7838 | 3653 | 3572 | 3605.5 | 3691 | 3695 | 0.49009 | 0.3219 | 0.26148 | 0.29212 | 0.33341 | 0.34878 | 9.2489 | 8.23 | 8.23 | 8.23 | 8.5068 | 12.4959 | 9.2489 | 8.7287 | 8.23 | 8.23 | 9.8902 | 11.2982 | 13.058 | 9.9286 | 6.8666 | 6.8666 | 18.2145 | 24.841 | 0.20909 | 0.17273 | 0 | 0.054545 | 1080.8108 | 1055 | 1008 | 1008 | 1147 | 1199 | 0.56632 | 0.47584 | 0.37278 | 0.37278 | 0.71762 | 0.93789 | 9.5439 | 9.5 | 8.555 | 8.7872 | 9.5 | 10.6024 | #DIV/0! | #DIV/0! | #DIV/0! | 0.39189 | 0.5 | 0 | 0.5 | 0.5 | 0.5 | 78.38% | 0.5 | 0.29064 | 0 | 0 | 0 | 0.71278 | 0.94498 | 36.94% | 0.78685 | 0.16898 | 0 | 0 | 0 | 0.36291 | 0.60059 | 0.98881 | 33.33% | 0.50693 | 0.68253 | 0.5 | 0 | 0.5 | 1.2128 | 1.445 | 1.8443 | 78.38% | 0.87081 | 0.3345 | 0 | 0 | 0 | 0 | 1.1024 | 6.8872 | 21.62% | 1.5471 | 4293.8939 | 3846.0877 | 3256.9796 | 3483.9926 | 427798% | 6328.7169 | 100% | 2426.6005 | 3504.0283 | 0 | 0 | 430532% | 5302.8205 | 53.15% | 6720.4944
DO NOT DELETE LINES 300 - 499
FCY |  |  | 2008 | 2009 | 2010 | 2011 | 2012 | 2013 | 2014 | 2015 | 2016 | 2017 | 2018 | 2019 | 2020 | 2021 | 2022 | 2023 | 2024 | 2025 | 2026 | 2027 | 2028 | 2029 | 2030 | 2031 | 2032 | 2033 | 2034 | 2035 | 2036 | 2037 | 2038 | 2039 | 2040 | 2041 | 2042 | 2043 | 2044 | 2045 | 2046 | 2047 | 2048 | 2049 | 2050 | 2051 | 2052 | 2053 | 2054 | 2055 | 2056 | 2057 | 2058 | 2059 | 2060 | 2061 | 2062 | 2063 | 2064 | 2065 | 2066 | 2067 | 2068 | 2069 | 2070 | 2071 | 2072 | 2073 | 2074 | 2075 | 2076 | 2077 | 2078 | 2079 | 2080 | 2081 | 2082 | 2083 | 2084 | 2085 | 2086 | 2087 | 2088 | 2089 | 2090 | 2091 | 2092 | 2093 | 2094 | 2095 | 2096 | 2097 | 2098 | 2099 | 2100 | 2101 | 2102 | 2103 | 2104 | 2105 | 2106 | 2107 | 2108 | 2109 | 2110 | 2111 | 2112 | 2113 | 2114 | 2115 | 2116 | 2117 | 2118
NAT FLOW | avg |  | #DIV/0! | #DIV/0! | #DIV/0! | #DIV/0! | #DIV/0! | #DIV/0! | #DIV/0! | #DIV/0! | #DIV/0! | #DIV/0! | #DIV/0! | #DIV/0! | #DIV/0! | #DIV/0! | #DIV/0! | #DIV/0! | #DIV/0! | #DIV/0! | #DIV/0! | #DIV/0! | #DIV/0! | #DIV/0! | #DIV/0! | #DIV/0! | #DIV/0! | #DIV/0! | #DIV/0! | #DIV/0! | #DIV/0! | #DIV/0! | #DIV/0! | #DIV/0! | #DIV/0! | #DIV/0! | #DIV/0! | #DIV/0! | #DIV/0! | #DIV/0! | #DIV/0! | #DIV/0! | #DIV/0! | #DIV/0! | #DIV/0! | #DIV/0! | #DIV/0! | #DIV/0! | #DIV/0! | #DIV/0! | #DIV/0! | #DIV/0! | #DIV/0! | #DIV/0! | #DIV/0! | #DIV/0! | #DIV/0! | #DIV/0! | #DIV/0! | #DIV/0! | #DIV/0! | #DIV/0! | #DIV/0! | #DIV/0! | #DIV/0! | #DIV/0! | #DIV/0! | #DIV/0! | #DIV/0! | #DIV/0! | #DIV/0! | #DIV/0! | #DIV/0! | #DIV/0! | #DIV/0! | #DIV/0! | #DIV/0! | #DIV/0! | #DIV/0! | #DIV/0! | #DIV/0! | #DIV/0! | #DIV/0! | #DIV/0! | #DIV/0! | #DIV/0! | #DIV/0! | #DIV/0! | #DIV/0! | #DIV/0! | #DIV/0! | #DIV/0! | #DIV/0! | #DIV/0! | #DIV/0! | #DIV/0! | #DIV/0! | #DIV/0! | #DIV/0! | #DIV/0! | #DIV/0! | #DIV/0! | #DIV/0! | #DIV/0! | #DIV/0! | #DIV/0! | #DIV/0! | #DIV/0! | #DIV/0! | #DIV/0! | #DIV/0! | #DIV/0! | #DIV/0!
| median |  | #VALUE! | #VALUE! | #VALUE! | #VALUE! | #VALUE! | #VALUE! | #VALUE! | #VALUE! | #VALUE! | #VALUE! | #VALUE! | #VALUE! | #VALUE! | #VALUE! | #VALUE! | #VALUE! | #VALUE! | #VALUE! | #VALUE! | #VALUE! | #VALUE! | #VALUE! | #VALUE! | #VALUE! | #VALUE! | #VALUE! | #VALUE! | #VALUE! | #VALUE! | #VALUE! | #VALUE! | #VALUE! | #VALUE! | #VALUE! | #VALUE! | #VALUE! | #VALUE! | #VALUE! | #VALUE! | #VALUE! | #VALUE! | #VALUE! | #VALUE! | #VALUE! | #VALUE! | #VALUE! | #VALUE! | #VALUE! | #VALUE! | #VALUE! | #VALUE! | #VALUE! | #VALUE! | #VALUE! | #VALUE! | #VALUE! | #VALUE! | #VALUE! | #VALUE! | #VALUE! | #VALUE! | #VALUE! | #VALUE! | #VALUE! | #VALUE! | #VALUE! | #VALUE! | #VALUE! | #VALUE! | #VALUE! | #VALUE! | #VALUE! | #VALUE! | #VALUE! | #VALUE! | #VALUE! | #VALUE! | #VALUE! | #VALUE! | #VALUE! | #VALUE! | #VALUE! | #VALUE! | #VALUE! | #VALUE! | #VALUE! | #VALUE! | #VALUE! | #VALUE! | #VALUE! | #VALUE! | #VALUE! | #VALUE! | #VALUE! | #VALUE! | #VALUE! | #VALUE! | #VALUE! | #VALUE! | #VALUE! | #VALUE! | #VALUE! | #VALUE! | #VALUE! | #VALUE! | #VALUE! | #VALUE! | #VALUE! | #VALUE! | #VALUE! | #VALUE!
| 10th |  | #VALUE! | #VALUE! | #VALUE! | #VALUE! | #VALUE! | #VALUE! | #VALUE! | #VALUE! | #VALUE! | #VALUE! | #VALUE! | #VALUE! | #VALUE! | #VALUE! | #VALUE! | #VALUE! | #VALUE! | #VALUE! | #VALUE! | #VALUE! | #VALUE! | #VALUE! | #VALUE! | #VALUE! | #VALUE! | #VALUE! | #VALUE! | #VALUE! | #VALUE! | #VALUE! | #VALUE! | #VALUE! | #VALUE! | #VALUE! | #VALUE! | #VALUE! | #VALUE! | #VALUE! | #VALUE! | #VALUE! | #VALUE! | #VALUE! | #VALUE! | #VALUE! | #VALUE! | #VALUE! | #VALUE! | #VALUE! | #VALUE! | #VALUE! | #VALUE! | #VALUE! | #VALUE! | #VALUE! | #VALUE! | #VALUE! | #VALUE! | #VALUE! | #VALUE! | #VALUE! | #VALUE! | #VALUE! | #VALUE! | #VALUE! | #VALUE! | #VALUE! | #VALUE! | #VALUE! | #VALUE! | #VALUE! | #VALUE! | #VALUE! | #VALUE! | #VALUE! | #VALUE! | #VALUE! | #VALUE! | #VALUE! | #VALUE! | #VALUE! | #VALUE! | #VALUE! | #VALUE! | #VALUE! | #VALUE! | #VALUE! | #VALUE! | #VALUE! | #VALUE! | #VALUE! | #VALUE! | #VALUE! | #VALUE! | #VALUE! | #VALUE! | #VALUE! | #VALUE! | #VALUE! | #VALUE! | #VALUE! | #VALUE! | #VALUE! | #VALUE! | #VALUE! | #VALUE! | #VALUE! | #VALUE! | #VALUE! | #VALUE! | #VALUE! | #VALUE!
| 25th |  | #VALUE! | #VALUE! | #VALUE! | #VALUE! | #VALUE! | #VALUE! | #VALUE! | #VALUE! | #VALUE! | #VALUE! | #VALUE! | #VALUE! | #VALUE! | #VALUE! | #VALUE! | #VALUE! | #VALUE! | #VALUE! | #VALUE! | #VALUE! | #VALUE! | #VALUE! | #VALUE! | #VALUE! | #VALUE! | #VALUE! | #VALUE! | #VALUE! | #VALUE! | #VALUE! | #VALUE! | #VALUE! | #VALUE! | #VALUE! | #VALUE! | #VALUE! | #VALUE! | #VALUE! | #VALUE! | #VALUE! | #VALUE! | #VALUE! | #VALUE! | #VALUE! | #VALUE! | #VALUE! | #VALUE! | #VALUE! | #VALUE! | #VALUE! | #VALUE! | #VALUE! | #VALUE! | #VALUE! | #VALUE! | #VALUE! | #VALUE! | #VALUE! | #VALUE! | #VALUE! | #VALUE! | #VALUE! | #VALUE! | #VALUE! | #VALUE! | #VALUE! | #VALUE! | #VALUE! | #VALUE! | #VALUE! | #VALUE! | #VALUE! | #VALUE! | #VALUE! | #VALUE! | #VALUE! | #VALUE! | #VALUE! | #VALUE! | #VALUE! | #VALUE! | #VALUE! | #VALUE! | #VALUE! | #VALUE! | #VALUE! | #VALUE! | #VALUE! | #VALUE! | #VALUE! | #VALUE! | #VALUE! | #VALUE! | #VALUE! | #VALUE! | #VALUE! | #VALUE! | #VALUE! | #VALUE! | #VALUE! | #VALUE! | #VALUE! | #VALUE! | #VALUE! | #VALUE! | #VALUE! | #VALUE! | #VALUE! | #VALUE! | #VALUE! | #VALUE!
| 75th |  | #VALUE! | #VALUE! | #VALUE! | #VALUE! | #VALUE! | #VALUE! | #VALUE! | #VALUE! | #VALUE! | #VALUE! | #VALUE! | #VALUE! | #VALUE! | #VALUE! | #VALUE! | #VALUE! | #VALUE! | #VALUE! | #VALUE! | #VALUE! | #VALUE! | #VALUE! | #VALUE! | #VALUE! | #VALUE! | #VALUE! | #VALUE! | #VALUE! | #VALUE! | #VALUE! | #VALUE! | #VALUE! | #VALUE! | #VALUE! | #VALUE! | #VALUE! | #VALUE! | #VALUE! | #VALUE! | #VALUE! | #VALUE! | #VALUE! | #VALUE! | #VALUE! | #VALUE! | #VALUE! | #VALUE! | #VALUE! | #VALUE! | #VALUE! | #VALUE! | #VALUE! | #VALUE! | #VALUE! | #VALUE! | #VALUE! | #VALUE! | #VALUE! | #VALUE! | #VALUE! | #VALUE! | #VALUE! | #VALUE! | #VALUE! | #VALUE! | #VALUE! | #VALUE! | #VALUE! | #VALUE! | #VALUE! | #VALUE! | #VALUE! | #VALUE! | #VALUE! | #VALUE! | #VALUE! | #VALUE! | #VALUE! | #VALUE! | #VALUE! | #VALUE! | #VALUE! | #VALUE! | #VALUE! | #VALUE! | #VALUE! | #VALUE! | #VALUE! | #VALUE! | #VALUE! | #VALUE! | #VALUE! | #VALUE! | #VALUE! | #VALUE! | #VALUE! | #VALUE! | #VALUE! | #VALUE! | #VALUE! | #VALUE! | #VALUE! | #VALUE! | #VALUE! | #VALUE! | #VALUE! | #VALUE! | #VALUE! | #VALUE! | #VALUE! | #VALUE!
| 90th |  | #VALUE! | #VALUE! | #VALUE! | #VALUE! | #VALUE! | #VALUE! | #VALUE! | #VALUE! | #VALUE! | #VALUE! | #VALUE! | #VALUE! | #VALUE! | #VALUE! | #VALUE! | #VALUE! | #VALUE! | #VALUE! | #VALUE! | #VALUE! | #VALUE! | #VALUE! | #VALUE! | #VALUE! | #VALUE! | #VALUE! | #VALUE! | #VALUE! | #VALUE! | #VALUE! | #VALUE! | #VALUE! | #VALUE! | #VALUE! | #VALUE! | #VALUE! | #VALUE! | #VALUE! | #VALUE! | #VALUE! | #VALUE! | #VALUE! | #VALUE! | #VALUE! | #VALUE! | #VALUE! | #VALUE! | #VALUE! | #VALUE! | #VALUE! | #VALUE! | #VALUE! | #VALUE! | #VALUE! | #VALUE! | #VALUE! | #VALUE! | #VALUE! | #VALUE! | #VALUE! | #VALUE! | #VALUE! | #VALUE! | #VALUE! | #VALUE! | #VALUE! | #VALUE! | #VALUE! | #VALUE! | #VALUE! | #VALUE! | #VALUE! | #VALUE! | #VALUE! | #VALUE! | #VALUE! | #VALUE! | #VALUE! | #VALUE! | #VALUE! | #VALUE! | #VALUE! | #VALUE! | #VALUE! | #VALUE! | #VALUE! | #VALUE! | #VALUE! | #VALUE! | #VALUE! | #VALUE! | #VALUE! | #VALUE! | #VALUE! | #VALUE! | #VALUE! | #VALUE! | #VALUE! | #VALUE! | #VALUE! | #VALUE! | #VALUE! | #VALUE! | #VALUE! | #VALUE! | #VALUE! | #VALUE! | #VALUE! | #VALUE! | #VALUE! | #VALUE!
10 YEAR NATURAL | avg | [10 empty] | #DIV/0! | #DIV/0! | #DIV/0! | #DIV/0! | #DIV/0! | #DIV/0! | #DIV/0! | #DIV/0! | #DIV/0! | #DIV/0! | #DIV/0! | #DIV/0! | #DIV/0! | #DIV/0! | #DIV/0! | #DIV/0! | #DIV/0! | #DIV/0! | #DIV/0! | #DIV/0! | #DIV/0! | #DIV/0! | #DIV/0! | #DIV/0! | #DIV/0! | #DIV/0! | #DIV/0! | #DIV/0! | #DIV/0! | #DIV/0! | #DIV/0! | #DIV/0! | #DIV/0! | #DIV/0! | #DIV/0! | #DIV/0! | #DIV/0! | #DIV/0! | #DIV/0! | #DIV/0! | #DIV/0! | #DIV/0! | #DIV/0! | #DIV/0! | #DIV/0! | #DIV/0! | #DIV/0! | #DIV/0! | #DIV/0! | #DIV/0! | #DIV/0! | #DIV/0! | #DIV/0! | #DIV/0! | #DIV/0! | #DIV/0! | #DIV/0! | #DIV/0! | #DIV/0! | #DIV/0! | #DIV/0! | #DIV/0! | #DIV/0! | #DIV/0! | #DIV/0! | #DIV/0! | #DIV/0! | #DIV/0! | #DIV/0! | #DIV/0! | #DIV/0! | #DIV/0! | #DIV/0! | #DIV/0! | #DIV/0! | #DIV/0! | #DIV/0! | #DIV/0! | #DIV/0! | #DIV/0! | #DIV/0! | #DIV/0! | #DIV/0! | #DIV/0! | #DIV/0! | #DIV/0! | #DIV/0! | #DIV/0! | #DIV/0! | #DIV/0! | #DIV/0! | #DIV/0! | #DIV/0! | #DIV/0! | #DIV/0! | #DIV/0! | #DIV/0! | #DIV/0! | #DIV/0! | #DIV/0! | #DIV/0! | #DIV/0!
| median | [10 empty] | #VALUE! | #VALUE! | #VALUE! | #VALUE! | #VALUE! | #VALUE! | #VALUE! | #VALUE! | #VALUE! | #VALUE! | #VALUE! | #VALUE! | #VALUE! | #VALUE! | #VALUE! | #VALUE! | #VALUE! | #VALUE! | #VALUE! | #VALUE! | #VALUE! | #VALUE! | #VALUE! | #VALUE! | #VALUE! | #VALUE! | #VALUE! | #VALUE! | #VALUE! | #VALUE! | #VALUE! | #VALUE! | #VALUE! | #VALUE! | #VALUE! | #VALUE! | #VALUE! | #VALUE! | #VALUE! | #VALUE! | #VALUE! | #VALUE! | #VALUE! | #VALUE! | #VALUE! | #VALUE! | #VALUE! | #VALUE! | #VALUE! | #VALUE! | #VALUE! | #VALUE! | #VALUE! | #VALUE! | #VALUE! | #VALUE! | #VALUE! | #VALUE! | #VALUE! | #VALUE! | #VALUE! | #VALUE! | #VALUE! | #VALUE! | #VALUE! | #VALUE! | #VALUE! | #VALUE! | #VALUE! | #VALUE! | #VALUE! | #VALUE! | #VALUE! | #VALUE! | #VALUE! | #VALUE! | #VALUE! | #VALUE! | #VALUE! | #VALUE! | #VALUE! | #VALUE! | #VALUE! | #VALUE! | #VALUE! | #VALUE! | #VALUE! | #VALUE! | #VALUE! | #VALUE! | #VALUE! | #VALUE! | #VALUE! | #VALUE! | #VALUE! | #VALUE! | #VALUE! | #VALUE! | #VALUE! | #VALUE! | #VALUE! | #VALUE!
| 10th | [10 empty] | #VALUE! | #VALUE! | #VALUE! | #VALUE! | #VALUE! | #VALUE! | #VALUE! | #VALUE! | #VALUE! | #VALUE! | #VALUE! | #VALUE! | #VALUE! | #VALUE! | #VALUE! | #VALUE! | #VALUE! | #VALUE! | #VALUE! | #VALUE! | #VALUE! | #VALUE! | #VALUE! | #VALUE! | #VALUE! | #VALUE! | #VALUE! | #VALUE! | #VALUE! | #VALUE! | #VALUE! | #VALUE! | #VALUE! | #VALUE! | #VALUE! | #VALUE! | #VALUE! | #VALUE! | #VALUE! | #VALUE! | #VALUE! | #VALUE! | #VALUE! | #VALUE! | #VALUE! | #VALUE! | #VALUE! | #VALUE! | #VALUE! | #VALUE! | #VALUE! | #VALUE! | #VALUE! | #VALUE! | #VALUE! | #VALUE! | #VALUE! | #VALUE! | #VALUE! | #VALUE! | #VALUE! | #VALUE! | #VALUE! | #VALUE! | #VALUE! | #VALUE! | #VALUE! | #VALUE! | #VALUE! | #VALUE! | #VALUE! | #VALUE! | #VALUE! | #VALUE! | #VALUE! | #VALUE! | #VALUE! | #VALUE! | #VALUE! | #VALUE! | #VALUE! | #VALUE! | #VALUE! | #VALUE! | #VALUE! | #VALUE! | #VALUE! | #VALUE! | #VALUE! | #VALUE! | #VALUE! | #VALUE! | #VALUE! | #VALUE! | #VALUE! | #VALUE! | #VALUE! | #VALUE! | #VALUE! | #VALUE! | #VALUE! | #VALUE!
| 25th | [10 empty] | #VALUE! | #VALUE! | #VALUE! | #VALUE! | #VALUE! | #VALUE! | #VALUE! | #VALUE! | #VALUE! | #VALUE! | #VALUE! | #VALUE! | #VALUE! | #VALUE! | #VALUE! | #VALUE! | #VALUE! | #VALUE! | #VALUE! | #VALUE! | #VALUE! | #VALUE! | #VALUE! | #VALUE! | #VALUE! | #VALUE! | #VALUE! | #VALUE! | #VALUE! | #VALUE! | #VALUE! | #VALUE! | #VALUE! | #VALUE! | #VALUE! | #VALUE! | #VALUE! | #VALUE! | #VALUE! | #VALUE! | #VALUE! | #VALUE! | #VALUE! | #VALUE! | #VALUE! | #VALUE! | #VALUE! | #VALUE! | #VALUE! | #VALUE! | #VALUE! | #VALUE! | #VALUE! | #VALUE! | #VALUE! | #VALUE! | #VALUE! | #VALUE! | #VALUE! | #VALUE! | #VALUE! | #VALUE! | #VALUE! | #VALUE! | #VALUE! | #VALUE! | #VALUE! | #VALUE! | #VALUE! | #VALUE! | #VALUE! | #VALUE! | #VALUE! | #VALUE! | #VALUE! | #VALUE! | #VALUE! | #VALUE! | #VALUE! | #VALUE! | #VALUE! | #VALUE! | #VALUE! | #VALUE! | #VALUE! | #VALUE! | #VALUE! | #VALUE! | #VALUE! | #VALUE! | #VALUE! | #VALUE! | #VALUE! | #VALUE! | #VALUE! | #VALUE! | #VALUE! | #VALUE! | #VALUE! | #VALUE! | #VALUE! | #VALUE!
| 75th | [10 empty] | #VALUE! | #VALUE! | #VALUE! | #VALUE! | #VALUE! | #VALUE! | #VALUE! | #VALUE! | #VALUE! | #VALUE! | #VALUE! | #VALUE! | #VALUE! | #VALUE! | #VALUE! | #VALUE! | #VALUE! | #VALUE! | #VALUE! | #VALUE! | #VALUE! | #VALUE! | #VALUE! | #VALUE! | #VALUE! | #VALUE! | #VALUE! | #VALUE! | #VALUE! | #VALUE! | #VALUE! | #VALUE! | #VALUE! | #VALUE! | #VALUE! | #VALUE! | #VALUE! | #VALUE! | #VALUE! | #VALUE! | #VALUE! | #VALUE! | #VALUE! | #VALUE! | #VALUE! | #VALUE! | #VALUE! | #VALUE! | #VALUE! | #VALUE! | #VALUE! | #VALUE! | #VALUE! | #VALUE! | #VALUE! | #VALUE! | #VALUE! | #VALUE! | #VALUE! | #VALUE! | #VALUE! | #VALUE! | #VALUE! | #VALUE! | #VALUE! | #VALUE! | #VALUE! | #VALUE! | #VALUE! | #VALUE! | #VALUE! | #VALUE! | #VALUE! | #VALUE! | #VALUE! | #VALUE! | #VALUE! | #VALUE! | #VALUE! | #VALUE! | #VALUE! | #VALUE! | #VALUE! | #VALUE! | #VALUE! | #VALUE! | #VALUE! | #VALUE! | #VALUE! | #VALUE! | #VALUE! | #VALUE! | #VALUE! | #VALUE! | #VALUE! | #VALUE! | #VALUE! | #VALUE! | #VALUE! | #VALUE! | #VALUE! | #VALUE!
| 90th | [10 empty] | #VALUE! | #VALUE! | #VALUE! | #VALUE! | #VALUE! | #VALUE! | #VALUE! | #VALUE! | #VALUE! | #VALUE! | #VALUE! | #VALUE! | #VALUE! | #VALUE! | #VALUE! | #VALUE! | #VALUE! | #VALUE! | #VALUE! | #VALUE! | #VALUE! | #VALUE! | #VALUE! | #VALUE! | #VALUE! | #VALUE! | #VALUE! | #VALUE! | #VALUE! | #VALUE! | #VALUE! | #VALUE! | #VALUE! | #VALUE! | #VALUE! | #VALUE! | #VALUE! | #VALUE! | #VALUE! | #VALUE! | #VALUE! | #VALUE! | #VALUE! | #VALUE! | #VALUE! | #VALUE! | #VALUE! | #VALUE! | #VALUE! | #VALUE! | #VALUE! | #VALUE! | #VALUE! | #VALUE! | #VALUE! | #VALUE! | #VALUE! | #VALUE! | #VALUE! | #VALUE! | #VALUE! | #VALUE! | #VALUE! | #VALUE! | #VALUE! | #VALUE! | #VALUE! | #VALUE! | #VALUE! | #VALUE! | #VALUE! | #VALUE! | #VALUE! | #VALUE! | #VALUE! | #VALUE! | #VALUE! | #VALUE! | #VALUE! | #VALUE! | #VALUE! | #VALUE! | #VALUE! | #VALUE! | #VALUE! | #VALUE! | #VALUE! | #VALUE! | #VALUE! | #VALUE! | #VALUE! | #VALUE! | #VALUE! | #VALUE! | #VALUE! | #VALUE! | #VALUE! | #VALUE! | #VALUE! | #VALUE! | #VALUE! | #VALUE!
UB DEMAND | avg |  | #DIV/0! | #DIV/0! | #DIV/0! | #DIV/0! | #DIV/0! | #DIV/0! | #DIV/0! | #DIV/0! | #DIV/0! | #DIV/0! | #DIV/0! | #DIV/0! | #DIV/0! | #DIV/0! | #DIV/0! | #DIV/0! | #DIV/0! | #DIV/0! | #DIV/0! | #DIV/0! | #DIV/0! | #DIV/0! | #DIV/0! | #DIV/0! | #DIV/0! | #DIV/0! | #DIV/0! | #DIV/0! | #DIV/0! | #DIV/0! | #DIV/0! | #DIV/0! | #DIV/0! | #DIV/0! | #DIV/0! | #DIV/0! | #DIV/0! | #DIV/0! | #DIV/0! | #DIV/0! | #DIV/0! | #DIV/0! | #DIV/0! | #DIV/0! | #DIV/0! | #DIV/0! | #DIV/0! | #DIV/0! | #DIV/0! | #DIV/0! | #DIV/0! | #DIV/0! | #DIV/0! | #DIV/0! | #DIV/0! | #DIV/0! | #DIV/0! | #DIV/0! | #DIV/0! | #DIV/0! | #DIV/0! | #DIV/0! | #DIV/0! | #DIV/0! | #DIV/0! | #DIV/0! | #DIV/0! | #DIV/0! | #DIV/0! | #DIV/0! | #DIV/0! | #DIV/0! | #DIV/0! | #DIV/0! | #DIV/0! | #DIV/0! | #DIV/0! | #DIV/0! | #DIV/0! | #DIV/0! | #DIV/0! | #DIV/0! | #DIV/0! | #DIV/0! | #DIV/0! | #DIV/0! | #DIV/0! | #DIV/0! | #DIV/0! | #DIV/0! | #DIV/0! | #DIV/0! | #DIV/0! | #DIV/0! | #DIV/0! | #DIV/0! | #DIV/0! | #DIV/0! | #DIV/0! | #DIV/0! | #DIV/0! | #DIV/0! | #DIV/0! | #DIV/0! | #DIV/0! | #DIV/0! | #DIV/0! | #DIV/0! | #DIV/0! | #DIV/0! | #DIV/0!
UB USE | avg |  | #DIV/0! | #DIV/0! | #DIV/0! | #DIV/0! | #DIV/0! | #DIV/0! | #DIV/0! | #DIV/0! | #DIV/0! | #DIV/0! | #DIV/0! | #DIV/0! | #DIV/0! | #DIV/0! | #DIV/0! | #DIV/0! | #DIV/0! | #DIV/0! | #DIV/0! | #DIV/0! | #DIV/0! | #DIV/0! | #DIV/0! | #DIV/0! | #DIV/0! | #DIV/0! | #DIV/0! | #DIV/0! | #DIV/0! | #DIV/0! | #DIV/0! | #DIV/0! | #DIV/0! | #DIV/0! | #DIV/0! | #DIV/0! | #DIV/0! | #DIV/0! | #DIV/0! | #DIV/0! | #DIV/0! | #DIV/0! | #DIV/0! | #DIV/0! | #DIV/0! | #DIV/0! | #DIV/0! | #DIV/0! | #DIV/0! | #DIV/0! | #DIV/0! | #DIV/0! | #DIV/0! | #DIV/0! | #DIV/0! | #DIV/0! | #DIV/0! | #DIV/0! | #DIV/0! | #DIV/0! | #DIV/0! | #DIV/0! | #DIV/0! | #DIV/0! | #DIV/0! | #DIV/0! | #DIV/0! | #DIV/0! | #DIV/0! | #DIV/0! | #DIV/0! | #DIV/0! | #DIV/0! | #DIV/0! | #DIV/0! | #DIV/0! | #DIV/0! | #DIV/0! | #DIV/0! | #DIV/0! | #DIV/0! | #DIV/0! | #DIV/0! | #DIV/0! | #DIV/0! | #DIV/0! | #DIV/0! | #DIV/0! | #DIV/0! | #DIV/0! | #DIV/0! | #DIV/0! | #DIV/0! | #DIV/0! | #DIV/0! | #DIV/0! | #DIV/0! | #DIV/0! | #DIV/0! | #DIV/0! | #DIV/0! | #DIV/0! | #DIV/0! | #DIV/0! | #DIV/0! | #DIV/0! | #DIV/0! | #DIV/0! | #DIV/0! | #DIV/0! | #DIV/0!
| median |  | #VALUE! | #VALUE! | #VALUE! | #VALUE! | #VALUE! | #VALUE! | #VALUE! | #VALUE! | #VALUE! | #VALUE! | #VALUE! | #VALUE! | #VALUE! | #VALUE! | #VALUE! | #VALUE! | #VALUE! | #VALUE! | #VALUE! | #VALUE! | #VALUE! | #VALUE! | #VALUE! | #VALUE! | #VALUE! | #VALUE! | #VALUE! | #VALUE! | #VALUE! | #VALUE! | #VALUE! | #VALUE! | #VALUE! | #VALUE! | #VALUE! | #VALUE! | #VALUE! | #VALUE! | #VALUE! | #VALUE! | #VALUE! | #VALUE! | #VALUE! | #VALUE! | #VALUE! | #VALUE! | #VALUE! | #VALUE! | #VALUE! | #VALUE! | #VALUE! | #VALUE! | #VALUE! | #VALUE! | #VALUE! | #VALUE! | #VALUE! | #VALUE! | #VALUE! | #VALUE! | #VALUE! | #VALUE! | #VALUE! | #VALUE! | #VALUE! | #VALUE! | #VALUE! | #VALUE! | #VALUE! | #VALUE! | #VALUE! | #VALUE! | #VALUE! | #VALUE! | #VALUE! | #VALUE! | #VALUE! | #VALUE! | #VALUE! | #VALUE! | #VALUE! | #VALUE! | #VALUE! | #VALUE! | #VALUE! | #VALUE! | #VALUE! | #VALUE! | #VALUE! | #VALUE! | #VALUE! | #VALUE! | #VALUE! | #VALUE! | #VALUE! | #VALUE! | #VALUE! | #VALUE! | #VALUE! | #VALUE! | #VALUE! | #VALUE! | #VALUE! | #VALUE! | #VALUE! | #VALUE! | #VALUE! | #VALUE! | #VALUE! | #VALUE! | #VALUE!
| 10th |  | #VALUE! | #VALUE! | #VALUE! | #VALUE! | #VALUE! | #VALUE! | #VALUE! | #VALUE! | #VALUE! | #VALUE! | #VALUE! | #VALUE! | #VALUE! | #VALUE! | #VALUE! | #VALUE! | #VALUE! | #VALUE! | #VALUE! | #VALUE! | #VALUE! | #VALUE! | #VALUE! | #VALUE! | #VALUE! | #VALUE! | #VALUE! | #VALUE! | #VALUE! | #VALUE! | #VALUE! | #VALUE! | #VALUE! | #VALUE! | #VALUE! | #VALUE! | #VALUE! | #VALUE! | #VALUE! | #VALUE! | #VALUE! | #VALUE! | #VALUE! | #VALUE! | #VALUE! | #VALUE! | #VALUE! | #VALUE! | #VALUE! | #VALUE! | #VALUE! | #VALUE! | #VALUE! | #VALUE! | #VALUE! | #VALUE! | #VALUE! | #VALUE! | #VALUE! | #VALUE! | #VALUE! | #VALUE! | #VALUE! | #VALUE! | #VALUE! | #VALUE! | #VALUE! | #VALUE! | #VALUE! | #VALUE! | #VALUE! | #VALUE! | #VALUE! | #VALUE! | #VALUE! | #VALUE! | #VALUE! | #VALUE! | #VALUE! | #VALUE! | #VALUE! | #VALUE! | #VALUE! | #VALUE! | #VALUE! | #VALUE! | #VALUE! | #VALUE! | #VALUE! | #VALUE! | #VALUE! | #VALUE! | #VALUE! | #VALUE! | #VALUE! | #VALUE! | #VALUE! | #VALUE! | #VALUE! | #VALUE! | #VALUE! | #VALUE! | #VALUE! | #VALUE! | #VALUE! | #VALUE! | #VALUE! | #VALUE! | #VALUE! | #VALUE! | #VALUE!
| 25th |  | #VALUE! | #VALUE! | #VALUE! | #VALUE! | #VALUE! | #VALUE! | #VALUE! | #VALUE! | #VALUE! | #VALUE! | #VALUE! | #VALUE! | #VALUE! | #VALUE! | #VALUE! | #VALUE! | #VALUE! | #VALUE! | #VALUE! | #VALUE! | #VALUE! | #VALUE! | #VALUE! | #VALUE! | #VALUE! | #VALUE! | #VALUE! | #VALUE! | #VALUE! | #VALUE! | #VALUE! | #VALUE! | #VALUE! | #VALUE! | #VALUE! | #VALUE! | #VALUE! | #VALUE! | #VALUE! | #VALUE! | #VALUE! | #VALUE! | #VALUE! | #VALUE! | #VALUE! | #VALUE! | #VALUE! | #VALUE! | #VALUE! | #VALUE! | #VALUE! | #VALUE! | #VALUE! | #VALUE! | #VALUE! | #VALUE! | #VALUE! | #VALUE! | #VALUE! | #VALUE! | #VALUE! | #VALUE! | #VALUE! | #VALUE! | #VALUE! | #VALUE! | #VALUE! | #VALUE! | #VALUE! | #VALUE! | #VALUE! | #VALUE! | #VALUE! | #VALUE! | #VALUE! | #VALUE! | #VALUE! | #VALUE! | #VALUE! | #VALUE! | #VALUE! | #VALUE! | #VALUE! | #VALUE! | #VALUE! | #VALUE! | #VALUE! | #VALUE! | #VALUE! | #VALUE! | #VALUE! | #VALUE! | #VALUE! | #VALUE! | #VALUE! | #VALUE! | #VALUE! | #VALUE! | #VALUE! | #VALUE! | #VALUE! | #VALUE! | #VALUE! | #VALUE! | #VALUE! | #VALUE! | #VALUE! | #VALUE! | #VALUE! | #VALUE! | #VALUE!
| 75th |  | #VALUE! | #VALUE! | #VALUE! | #VALUE! | #VALUE! | #VALUE! | #VALUE! | #VALUE! | #VALUE! | #VALUE! | #VALUE! | #VALUE! | #VALUE! | #VALUE! | #VALUE! | #VALUE! | #VALUE! | #VALUE! | #VALUE! | #VALUE! | #VALUE! | #VALUE! | #VALUE! | #VALUE! | #VALUE! | #VALUE! | #VALUE! | #VALUE! | #VALUE! | #VALUE! | #VALUE! | #VALUE! | #VALUE! | #VALUE! | #VALUE! | #VALUE! | #VALUE! | #VALUE! | #VALUE! | #VALUE! | #VALUE! | #VALUE! | #VALUE! | #VALUE! | #VALUE! | #VALUE! | #VALUE! | #VALUE! | #VALUE! | #VALUE! | #VALUE! | #VALUE! | #VALUE! | #VALUE! | #VALUE! | #VALUE! | #VALUE! | #VALUE! | #VALUE! | #VALUE! | #VALUE! | #VALUE! | #VALUE! | #VALUE! | #VALUE! | #VALUE! | #VALUE! | #VALUE! | #VALUE! | #VALUE! | #VALUE! | #VALUE! | #VALUE! | #VALUE! | #VALUE! | #VALUE! | #VALUE! | #VALUE! | #VALUE! | #VALUE! | #VALUE! | #VALUE! | #VALUE! | #VALUE! | #VALUE! | #VALUE! | #VALUE! | #VALUE! | #VALUE! | #VALUE! | #VALUE! | #VALUE! | #VALUE! | #VALUE! | #VALUE! | #VALUE! | #VALUE! | #VALUE! | #VALUE! | #VALUE! | #VALUE! | #VALUE! | #VALUE! | #VALUE! | #VALUE! | #VALUE! | #VALUE! | #VALUE! | #VALUE! | #VALUE! | #VALUE!
| 90th |  | #VALUE! | #VALUE! | #VALUE! | #VALUE! | #VALUE! | #VALUE! | #VALUE! | #VALUE! | #VALUE! | #VALUE! | #VALUE! | #VALUE! | #VALUE! | #VALUE! | #VALUE! | #VALUE! | #VALUE! | #VALUE! | #VALUE! | #VALUE! | #VALUE! | #VALUE! | #VALUE! | #VALUE! | #VALUE! | #VALUE! | #VALUE! | #VALUE! | #VALUE! | #VALUE! | #VALUE! | #VALUE! | #VALUE! | #VALUE! | #VALUE! | #VALUE! | #VALUE! | #VALUE! | #VALUE! | #VALUE! | #VALUE! | #VALUE! | #VALUE! | #VALUE! | #VALUE! | #VALUE! | #VALUE! | #VALUE! | #VALUE! | #VALUE! | #VALUE! | #VALUE! | #VALUE! | #VALUE! | #VALUE! | #VALUE! | #VALUE! | #VALUE! | #VALUE! | #VALUE! | #VALUE! | #VALUE! | #VALUE! | #VALUE! | #VALUE! | #VALUE! | #VALUE! | #VALUE! | #VALUE! | #VALUE! | #VALUE! | #VALUE! | #VALUE! | #VALUE! | #VALUE! | #VALUE! | #VALUE! | #VALUE! | #VALUE! | #VALUE! | #VALUE! | #VALUE! | #VALUE! | #VALUE! | #VALUE! | #VALUE! | #VALUE! | #VALUE! | #VALUE! | #VALUE! | #VALUE! | #VALUE! | #VALUE! | #VALUE! | #VALUE! | #VALUE! | #VALUE! | #VALUE! | #VALUE! | #VALUE! | #VALUE! | #VALUE! | #VALUE! | #VALUE! | #VALUE! | #VALUE! | #VALUE! | #VALUE! | #VALUE! | #VALUE! | #VALUE!
INFLOW TO LP | avg |  | #DIV/0! | #DIV/0! | #DIV/0! | #DIV/0! | #DIV/0! | #DIV/0! | #DIV/0! | #DIV/0! | #DIV/0! | #DIV/0! | #DIV/0! | #DIV/0! | #DIV/0! | #DIV/0! | #DIV/0! | #DIV/0! | #DIV/0! | #DIV/0! | #DIV/0! | #DIV/0! | #DIV/0! | #DIV/0! | #DIV/0! | #DIV/0! | #DIV/0! | #DIV/0! | #DIV/0! | #DIV/0! | #DIV/0! | #DIV/0! | #DIV/0! | #DIV/0! | #DIV/0! | #DIV/0! | #DIV/0! | #DIV/0! | #DIV/0! | #DIV/0! | #DIV/0! | #DIV/0! | #DIV/0! | #DIV/0! | #DIV/0! | #DIV/0! | #DIV/0! | #DIV/0! | #DIV/0! | #DIV/0! | #DIV/0! | #DIV/0! | #DIV/0! | #DIV/0! | #DIV/0! | #DIV/0! | #DIV/0! | #DIV/0! | #DIV/0! | #DIV/0! | #DIV/0! | #DIV/0! | #DIV/0! | #DIV/0! | #DIV/0! | #DIV/0! | #DIV/0! | #DIV/0! | #DIV/0! | #DIV/0! | #DIV/0! | #DIV/0! | #DIV/0! | #DIV/0! | #DIV/0! | #DIV/0! | #DIV/0! | #DIV/0! | #DIV/0! | #DIV/0! | #DIV/0! | #DIV/0! | #DIV/0! | #DIV/0! | #DIV/0! | #DIV/0! | #DIV/0! | #DIV/0! | #DIV/0! | #DIV/0! | #DIV/0! | #DIV/0! | #DIV/0! | #DIV/0! | #DIV/0! | #DIV/0! | #DIV/0! | #DIV/0! | #DIV/0! | #DIV/0! | #DIV/0! | #DIV/0! | #DIV/0! | #DIV/0! | #DIV/0! | #DIV/0! | #DIV/0! | #DIV/0! | #DIV/0! | #DIV/0! | #DIV/0! | #DIV/0! | #DIV/0!
| median |  | #VALUE! | #VALUE! | #VALUE! | #VALUE! | #VALUE! | #VALUE! | #VALUE! | #VALUE! | #VALUE! | #VALUE! | #VALUE! | #VALUE! | #VALUE! | #VALUE! | #VALUE! | #VALUE! | #VALUE! | #VALUE! | #VALUE! | #VALUE! | #VALUE! | #VALUE! | #VALUE! | #VALUE! | #VALUE! | #VALUE! | #VALUE! | #VALUE! | #VALUE! | #VALUE! | #VALUE! | #VALUE! | #VALUE! | #VALUE! | #VALUE! | #VALUE! | #VALUE! | #VALUE! | #VALUE! | #VALUE! | #VALUE! | #VALUE! | #VALUE! | #VALUE! | #VALUE! | #VALUE! | #VALUE! | #VALUE! | #VALUE! | #VALUE! | #VALUE! | #VALUE! | #VALUE! | #VALUE! | #VALUE! | #VALUE! | #VALUE! | #VALUE! | #VALUE! | #VALUE! | #VALUE! | #VALUE! | #VALUE! | #VALUE! | #VALUE! | #VALUE! | #VALUE! | #VALUE! | #VALUE! | #VALUE! | #VALUE! | #VALUE! | #VALUE! | #VALUE! | #VALUE! | #VALUE! | #VALUE! | #VALUE! | #VALUE! | #VALUE! | #VALUE! | #VALUE! | #VALUE! | #VALUE! | #VALUE! | #VALUE! | #VALUE! | #VALUE! | #VALUE! | #VALUE! | #VALUE! | #VALUE! | #VALUE! | #VALUE! | #VALUE! | #VALUE! | #VALUE! | #VALUE! | #VALUE! | #VALUE! | #VALUE! | #VALUE! | #VALUE! | #VALUE! | #VALUE! | #VALUE! | #VALUE! | #VALUE! | #VALUE! | #VALUE! | #VALUE!
| 10th |  | #VALUE! | #VALUE! | #VALUE! | #VALUE! | #VALUE! | #VALUE! | #VALUE! | #VALUE! | #VALUE! | #VALUE! | #VALUE! | #VALUE! | #VALUE! | #VALUE! | #VALUE! | #VALUE! | #VALUE! | #VALUE! | #VALUE! | #VALUE! | #VALUE! | #VALUE! | #VALUE! | #VALUE! | #VALUE! | #VALUE! | #VALUE! | #VALUE! | #VALUE! | #VALUE! | #VALUE! | #VALUE! | #VALUE! | #VALUE! | #VALUE! | #VALUE! | #VALUE! | #VALUE! | #VALUE! | #VALUE! | #VALUE! | #VALUE! | #VALUE! | #VALUE! | #VALUE! | #VALUE! | #VALUE! | #VALUE! | #VALUE! | #VALUE! | #VALUE! | #VALUE! | #VALUE! | #VALUE! | #VALUE! | #VALUE! | #VALUE! | #VALUE! | #VALUE! | #VALUE! | #VALUE! | #VALUE! | #VALUE! | #VALUE! | #VALUE! | #VALUE! | #VALUE! | #VALUE! | #VALUE! | #VALUE! | #VALUE! | #VALUE! | #VALUE! | #VALUE! | #VALUE! | #VALUE! | #VALUE! | #VALUE! | #VALUE! | #VALUE! | #VALUE! | #VALUE! | #VALUE! | #VALUE! | #VALUE! | #VALUE! | #VALUE! | #VALUE! | #VALUE! | #VALUE! | #VALUE! | #VALUE! | #VALUE! | #VALUE! | #VALUE! | #VALUE! | #VALUE! | #VALUE! | #VALUE! | #VALUE! | #VALUE! | #VALUE! | #VALUE! | #VALUE! | #VALUE! | #VALUE! | #VALUE! | #VALUE! | #VALUE! | #VALUE! | #VALUE!
| 25th |  | #VALUE! | #VALUE! | #VALUE! | #VALUE! | #VALUE! | #VALUE! | #VALUE! | #VALUE! | #VALUE! | #VALUE! | #VALUE! | #VALUE! | #VALUE! | #VALUE! | #VALUE! | #VALUE! | #VALUE! | #VALUE! | #VALUE! | #VALUE! | #VALUE! | #VALUE! | #VALUE! | #VALUE! | #VALUE! | #VALUE! | #VALUE! | #VALUE! | #VALUE! | #VALUE! | #VALUE! | #VALUE! | #VALUE! | #VALUE! | #VALUE! | #VALUE! | #VALUE! | #VALUE! | #VALUE! | #VALUE! | #VALUE! | #VALUE! | #VALUE! | #VALUE! | #VALUE! | #VALUE! | #VALUE! | #VALUE! | #VALUE! | #VALUE! | #VALUE! | #VALUE! | #VALUE! | #VALUE! | #VALUE! | #VALUE! | #VALUE! | #VALUE! | #VALUE! | #VALUE! | #VALUE! | #VALUE! | #VALUE! | #VALUE! | #VALUE! | #VALUE! | #VALUE! | #VALUE! | #VALUE! | #VALUE! | #VALUE! | #VALUE! | #VALUE! | #VALUE! | #VALUE! | #VALUE! | #VALUE! | #VALUE! | #VALUE! | #VALUE! | #VALUE! | #VALUE! | #VALUE! | #VALUE! | #VALUE! | #VALUE! | #VALUE! | #VALUE! | #VALUE! | #VALUE! | #VALUE! | #VALUE! | #VALUE! | #VALUE! | #VALUE! | #VALUE! | #VALUE! | #VALUE! | #VALUE! | #VALUE! | #VALUE! | #VALUE! | #VALUE! | #VALUE! | #VALUE! | #VALUE! | #VALUE! | #VALUE! | #VALUE! | #VALUE! | #VALUE!
| 75th |  | #VALUE! | #VALUE! | #VALUE! | #VALUE! | #VALUE! | #VALUE! | #VALUE! | #VALUE! | #VALUE! | #VALUE! | #VALUE! | #VALUE! | #VALUE! | #VALUE! | #VALUE! | #VALUE! | #VALUE! | #VALUE! | #VALUE! | #VALUE! | #VALUE! | #VALUE! | #VALUE! | #VALUE! | #VALUE! | #VALUE! | #VALUE! | #VALUE! | #VALUE! | #VALUE! | #VALUE! | #VALUE! | #VALUE! | #VALUE! | #VALUE! | #VALUE! | #VALUE! | #VALUE! | #VALUE! | #VALUE! | #VALUE! | #VALUE! | #VALUE! | #VALUE! | #VALUE! | #VALUE! | #VALUE! | #VALUE! | #VALUE! | #VALUE! | #VALUE! | #VALUE! | #VALUE! | #VALUE! | #VALUE! | #VALUE! | #VALUE! | #VALUE! | #VALUE! | #VALUE! | #VALUE! | #VALUE! | #VALUE! | #VALUE! | #VALUE! | #VALUE! | #VALUE! | #VALUE! | #VALUE! | #VALUE! | #VALUE! | #VALUE! | #VALUE! | #VALUE! | #VALUE! | #VALUE! | #VALUE! | #VALUE! | #VALUE! | #VALUE! | #VALUE! | #VALUE! | #VALUE! | #VALUE! | #VALUE! | #VALUE! | #VALUE! | #VALUE! | #VALUE! | #VALUE! | #VALUE! | #VALUE! | #VALUE! | #VALUE! | #VALUE! | #VALUE! | #VALUE! | #VALUE! | #VALUE! | #VALUE! | #VALUE! | #VALUE! | #VALUE! | #VALUE! | #VALUE! | #VALUE! | #VALUE! | #VALUE! | #VALUE! | #VALUE! | #VALUE!
| 90th |  | #VALUE! | #VALUE! | #VALUE! | #VALUE! | #VALUE! | #VALUE! | #VALUE! | #VALUE! | #VALUE! | #VALUE! | #VALUE! | #VALUE! | #VALUE! | #VALUE! | #VALUE! | #VALUE! | #VALUE! | #VALUE! | #VALUE! | #VALUE! | #VALUE! | #VALUE! | #VALUE! | #VALUE! | #VALUE! | #VALUE! | #VALUE! | #VALUE! | #VALUE! | #VALUE! | #VALUE! | #VALUE! | #VALUE! | #VALUE! | #VALUE! | #VALUE! | #VALUE! | #VALUE! | #VALUE! | #VALUE! | #VALUE! | #VALUE! | #VALUE! | #VALUE! | #VALUE! | #VALUE! | #VALUE! | #VALUE! | #VALUE! | #VALUE! | #VALUE! | #VALUE! | #VALUE! | #VALUE! | #VALUE! | #VALUE! | #VALUE! | #VALUE! | #VALUE! | #VALUE! | #VALUE! | #VALUE! | #VALUE! | #VALUE! | #VALUE! | #VALUE! | #VALUE! | #VALUE! | #VALUE! | #VALUE! | #VALUE! | #VALUE! | #VALUE! | #VALUE! | #VALUE! | #VALUE! | #VALUE! | #VALUE! | #VALUE! | #VALUE! | #VALUE! | #VALUE! | #VALUE! | #VALUE! | #VALUE! | #VALUE! | #VALUE! | #VALUE! | #VALUE! | #VALUE! | #VALUE! | #VALUE! | #VALUE! | #VALUE! | #VALUE! | #VALUE! | #VALUE! | #VALUE! | #VALUE! | #VALUE! | #VALUE! | #VALUE! | #VALUE! | #VALUE! | #VALUE! | #VALUE! | #VALUE! | #VALUE! | #VALUE! | #VALUE! | #VALUE!
POWELL STORAGE | avg |  | #DIV/0! | #DIV/0! | #DIV/0! | #DIV/0! | #DIV/0! | #DIV/0! | #DIV/0! | #DIV/0! | #DIV/0! | #DIV/0! | #DIV/0! | #DIV/0! | #DIV/0! | #DIV/0! | #DIV/0! | #DIV/0! | #DIV/0! | #DIV/0! | #DIV/0! | #DIV/0! | #DIV/0! | #DIV/0! | #DIV/0! | #DIV/0! | #DIV/0! | #DIV/0! | #DIV/0! | #DIV/0! | #DIV/0! | #DIV/0! | #DIV/0! | #DIV/0! | #DIV/0! | #DIV/0! | #DIV/0! | #DIV/0! | #DIV/0! | #DIV/0! | #DIV/0! | #DIV/0! | #DIV/0! | #DIV/0! | #DIV/0! | #DIV/0! | #DIV/0! | #DIV/0! | #DIV/0! | #DIV/0! | #DIV/0! | #DIV/0! | #DIV/0! | #DIV/0! | #DIV/0! | #DIV/0! | #DIV/0! | #DIV/0! | #DIV/0! | #DIV/0! | #DIV/0! | #DIV/0! | #DIV/0! | #DIV/0! | #DIV/0! | #DIV/0! | #DIV/0! | #DIV/0! | #DIV/0! | #DIV/0! | #DIV/0! | #DIV/0! | #DIV/0! | #DIV/0! | #DIV/0! | #DIV/0! | #DIV/0! | #DIV/0! | #DIV/0! | #DIV/0! | #DIV/0! | #DIV/0! | #DIV/0! | #DIV/0! | #DIV/0! | #DIV/0! | #DIV/0! | #DIV/0! | #DIV/0! | #DIV/0! | #DIV/0! | #DIV/0! | #DIV/0! | #DIV/0! | #DIV/0! | #DIV/0! | #DIV/0! | #DIV/0! | #DIV/0! | #DIV/0! | #DIV/0! | #DIV/0! | #DIV/0! | #DIV/0! | #DIV/0! | #DIV/0! | #DIV/0! | #DIV/0! | #DIV/0! | #DIV/0! | #DIV/0! | #DIV/0! | #DIV/0!
| median |  | #VALUE! | #VALUE! | #VALUE! | #VALUE! | #VALUE! | #VALUE! | #VALUE! | #VALUE! | #VALUE! | #VALUE! | #VALUE! | #VALUE! | #VALUE! | #VALUE! | #VALUE! | #VALUE! | #VALUE! | #VALUE! | #VALUE! | #VALUE! | #VALUE! | #VALUE! | #VALUE! | #VALUE! | #VALUE! | #VALUE! | #VALUE! | #VALUE! | #VALUE! | #VALUE! | #VALUE! | #VALUE! | #VALUE! | #VALUE! | #VALUE! | #VALUE! | #VALUE! | #VALUE! | #VALUE! | #VALUE! | #VALUE! | #VALUE! | #VALUE! | #VALUE! | #VALUE! | #VALUE! | #VALUE! | #VALUE! | #VALUE! | #VALUE! | #VALUE! | #VALUE! | #VALUE! | #VALUE! | #VALUE! | #VALUE! | #VALUE! | #VALUE! | #VALUE! | #VALUE! | #VALUE! | #VALUE! | #VALUE! | #VALUE! | #VALUE! | #VALUE! | #VALUE! | #VALUE! | #VALUE! | #VALUE! | #VALUE! | #VALUE! | #VALUE! | #VALUE! | #VALUE! | #VALUE! | #VALUE! | #VALUE! | #VALUE! | #VALUE! | #VALUE! | #VALUE! | #VALUE! | #VALUE! | #VALUE! | #VALUE! | #VALUE! | #VALUE! | #VALUE! | #VALUE! | #VALUE! | #VALUE! | #VALUE! | #VALUE! | #VALUE! | #VALUE! | #VALUE! | #VALUE! | #VALUE! | #VALUE! | #VALUE! | #VALUE! | #VALUE! | #VALUE! | #VALUE! | #VALUE! | #VALUE! | #VALUE! | #VALUE! | #VALUE! | #VALUE!
| 10th |  | #VALUE! | #VALUE! | #VALUE! | #VALUE! | #VALUE! | #VALUE! | #VALUE! | #VALUE! | #VALUE! | #VALUE! | #VALUE! | #VALUE! | #VALUE! | #VALUE! | #VALUE! | #VALUE! | #VALUE! | #VALUE! | #VALUE! | #VALUE! | #VALUE! | #VALUE! | #VALUE! | #VALUE! | #VALUE! | #VALUE! | #VALUE! | #VALUE! | #VALUE! | #VALUE! | #VALUE! | #VALUE! | #VALUE! | #VALUE! | #VALUE! | #VALUE! | #VALUE! | #VALUE! | #VALUE! | #VALUE! | #VALUE! | #VALUE! | #VALUE! | #VALUE! | #VALUE! | #VALUE! | #VALUE! | #VALUE! | #VALUE! | #VALUE! | #VALUE! | #VALUE! | #VALUE! | #VALUE! | #VALUE! | #VALUE! | #VALUE! | #VALUE! | #VALUE! | #VALUE! | #VALUE! | #VALUE! | #VALUE! | #VALUE! | #VALUE! | #VALUE! | #VALUE! | #VALUE! | #VALUE! | #VALUE! | #VALUE! | #VALUE! | #VALUE! | #VALUE! | #VALUE! | #VALUE! | #VALUE! | #VALUE! | #VALUE! | #VALUE! | #VALUE! | #VALUE! | #VALUE! | #VALUE! | #VALUE! | #VALUE! | #VALUE! | #VALUE! | #VALUE! | #VALUE! | #VALUE! | #VALUE! | #VALUE! | #VALUE! | #VALUE! | #VALUE! | #VALUE! | #VALUE! | #VALUE! | #VALUE! | #VALUE! | #VALUE! | #VALUE! | #VALUE! | #VALUE! | #VALUE! | #VALUE! | #VALUE! | #VALUE! | #VALUE! | #VALUE!
| 25th |  | #VALUE! | #VALUE! | #VALUE! | #VALUE! | #VALUE! | #VALUE! | #VALUE! | #VALUE! | #VALUE! | #VALUE! | #VALUE! | #VALUE! | #VALUE! | #VALUE! | #VALUE! | #VALUE! | #VALUE! | #VALUE! | #VALUE! | #VALUE! | #VALUE! | #VALUE! | #VALUE! | #VALUE! | #VALUE! | #VALUE! | #VALUE! | #VALUE! | #VALUE! | #VALUE! | #VALUE! | #VALUE! | #VALUE! | #VALUE! | #VALUE! | #VALUE! | #VALUE! | #VALUE! | #VALUE! | #VALUE! | #VALUE! | #VALUE! | #VALUE! | #VALUE! | #VALUE! | #VALUE! | #VALUE! | #VALUE! | #VALUE! | #VALUE! | #VALUE! | #VALUE! | #VALUE! | #VALUE! | #VALUE! | #VALUE! | #VALUE! | #VALUE! | #VALUE! | #VALUE! | #VALUE! | #VALUE! | #VALUE! | #VALUE! | #VALUE! | #VALUE! | #VALUE! | #VALUE! | #VALUE! | #VALUE! | #VALUE! | #VALUE! | #VALUE! | #VALUE! | #VALUE! | #VALUE! | #VALUE! | #VALUE! | #VALUE! | #VALUE! | #VALUE! | #VALUE! | #VALUE! | #VALUE! | #VALUE! | #VALUE! | #VALUE! | #VALUE! | #VALUE! | #VALUE! | #VALUE! | #VALUE! | #VALUE! | #VALUE! | #VALUE! | #VALUE! | #VALUE! | #VALUE! | #VALUE! | #VALUE! | #VALUE! | #VALUE! | #VALUE! | #VALUE! | #VALUE! | #VALUE! | #VALUE! | #VALUE! | #VALUE! | #VALUE! | #VALUE!
| 75th |  | #VALUE! | #VALUE! | #VALUE! | #VALUE! | #VALUE! | #VALUE! | #VALUE! | #VALUE! | #VALUE! | #VALUE! | #VALUE! | #VALUE! | #VALUE! | #VALUE! | #VALUE! | #VALUE! | #VALUE! | #VALUE! | #VALUE! | #VALUE! | #VALUE! | #VALUE! | #VALUE! | #VALUE! | #VALUE! | #VALUE! | #VALUE! | #VALUE! | #VALUE! | #VALUE! | #VALUE! | #VALUE! | #VALUE! | #VALUE! | #VALUE! | #VALUE! | #VALUE! | #VALUE! | #VALUE! | #VALUE! | #VALUE! | #VALUE! | #VALUE! | #VALUE! | #VALUE! | #VALUE! | #VALUE! | #VALUE! | #VALUE! | #VALUE! | #VALUE! | #VALUE! | #VALUE! | #VALUE! | #VALUE! | #VALUE! | #VALUE! | #VALUE! | #VALUE! | #VALUE! | #VALUE! | #VALUE! | #VALUE! | #VALUE! | #VALUE! | #VALUE! | #VALUE! | #VALUE! | #VALUE! | #VALUE! | #VALUE! | #VALUE! | #VALUE! | #VALUE! | #VALUE! | #VALUE! | #VALUE! | #VALUE! | #VALUE! | #VALUE! | #VALUE! | #VALUE! | #VALUE! | #VALUE! | #VALUE! | #VALUE! | #VALUE! | #VALUE! | #VALUE! | #VALUE! | #VALUE! | #VALUE! | #VALUE! | #VALUE! | #VALUE! | #VALUE! | #VALUE! | #VALUE! | #VALUE! | #VALUE! | #VALUE! | #VALUE! | #VALUE! | #VALUE! | #VALUE! | #VALUE! | #VALUE! | #VALUE! | #VALUE! | #VALUE! | #VALUE!
| 90th |  | #VALUE! | #VALUE! | #VALUE! | #VALUE! | #VALUE! | #VALUE! | #VALUE! | #VALUE! | #VALUE! | #VALUE! | #VALUE! | #VALUE! | #VALUE! | #VALUE! | #VALUE! | #VALUE! | #VALUE! | #VALUE! | #VALUE! | #VALUE! | #VALUE! | #VALUE! | #VALUE! | #VALUE! | #VALUE! | #VALUE! | #VALUE! | #VALUE! | #VALUE! | #VALUE! | #VALUE! | #VALUE! | #VALUE! | #VALUE! | #VALUE! | #VALUE! | #VALUE! | #VALUE! | #VALUE! | #VALUE! | #VALUE! | #VALUE! | #VALUE! | #VALUE! | #VALUE! | #VALUE! | #VALUE! | #VALUE! | #VALUE! | #VALUE! | #VALUE! | #VALUE! | #VALUE! | #VALUE! | #VALUE! | #VALUE! | #VALUE! | #VALUE! | #VALUE! | #VALUE! | #VALUE! | #VALUE! | #VALUE! | #VALUE! | #VALUE! | #VALUE! | #VALUE! | #VALUE! | #VALUE! | #VALUE! | #VALUE! | #VALUE! | #VALUE! | #VALUE! | #VALUE! | #VALUE! | #VALUE! | #VALUE! | #VALUE! | #VALUE! | #VALUE! | #VALUE! | #VALUE! | #VALUE! | #VALUE! | #VALUE! | #VALUE! | #VALUE! | #VALUE! | #VALUE! | #VALUE! | #VALUE! | #VALUE! | #VALUE! | #VALUE! | #VALUE! | #VALUE! | #VALUE! | #VALUE! | #VALUE! | #VALUE! | #VALUE! | #VALUE! | #VALUE! | #VALUE! | #VALUE! | #VALUE! | #VALUE! | #VALUE! | #VALUE! | #VALUE!
| % > 20 |  | 0 | 0 | 0 | 0 | 0 | 0 | 0 | 0 | 0 | 0 | 0 | 0 | 0 | 0 | 0 | 0 | 0 | 0 | 0 | 0 | 0 | 0 | 0 | 0 | 0 | 0 | 0 | 0 | 0 | 0 | 0 | 0 | 0 | 0 | 0 | 0 | 0 | 0 | 0 | 0 | 0 | 0 | 0 | 0 | 0 | 0 | 0 | 0 | 0 | 0 | 0 | 0 | 0 | 0 | 0 | 0 | 0 | 0 | 0 | 0 | 0 | 0 | 0 | 0 | 0 | 0 | 0 | 0 | 0 | 0 | 0 | 0 | 0 | 0 | 0 | 0 | 0 | 0 | 0 | 0 | 0 | 0 | 0 | 0 | 0 | 0 | 0 | 0 | 0 | 0 | 0 | 0 | 0 | 0 | 0 | 0 | 0 | 0 | 0 | 0 | 0 | 0 | 0 | 0 | 0 | 0 | 0 | 0 | 0 | 0 | 0
| % > 22 |  | 0 | 0 | 0 | 0 | 0 | 0 | 0 | 0 | 0 | 0 | 0 | 0 | 0 | 0 | 0 | 0 | 0 | 0 | 0 | 0 | 0 | 0 | 0 | 0 | 0 | 0 | 0 | 0 | 0 | 0 | 0 | 0 | 0 | 0 | 0 | 0 | 0 | 0 | 0 | 0 | 0 | 0 | 0 | 0 | 0 | 0 | 0 | 0 | 0 | 0 | 0 | 0 | 0 | 0 | 0 | 0 | 0 | 0 | 0 | 0 | 0 | 0 | 0 | 0 | 0 | 0 | 0 | 0 | 0 | 0 | 0 | 0 | 0 | 0 | 0 | 0 | 0 | 0 | 0 | 0 | 0 | 0 | 0 | 0 | 0 | 0 | 0 | 0 | 0 | 0 | 0 | 0 | 0 | 0 | 0 | 0 | 0 | 0 | 0 | 0 | 0 | 0 | 0 | 0 | 0 | 0 | 0 | 0 | 0 | 0 | 0
| % > 24 |  | 0 | 0 | 0 | 0 | 0 | 0 | 0 | 0 | 0 | 0 | 0 | 0 | 0 | 0 | 0 | 0 | 0 | 0 | 0 | 0 | 0 | 0 | 0 | 0 | 0 | 0 | 0 | 0 | 0 | 0 | 0 | 0 | 0 | 0 | 0 | 0 | 0 | 0 | 0 | 0 | 0 | 0 | 0 | 0 | 0 | 0 | 0 | 0 | 0 | 0 | 0 | 0 | 0 | 0 | 0 | 0 | 0 | 0 | 0 | 0 | 0 | 0 | 0 | 0 | 0 | 0 | 0 | 0 | 0 | 0 | 0 | 0 | 0 | 0 | 0 | 0 | 0 | 0 | 0 | 0 | 0 | 0 | 0 | 0 | 0 | 0 | 0 | 0 | 0 | 0 | 0 | 0 | 0 | 0 | 0 | 0 | 0 | 0 | 0 | 0 | 0 | 0 | 0 | 0 | 0 | 0 | 0 | 0 | 0 | 0 | 0
| % > 26 |  | 0 | 0 | 0 | 0 | 0 | 0 | 0 | 0 | 0 | 0 | 0 | 0 | 0 | 0 | 0 | 0 | 0 | 0 | 0 | 0 | 0 | 0 | 0 | 0 | 0 | 0 | 0 | 0 | 0 | 0 | 0 | 0 | 0 | 0 | 0 | 0 | 0 | 0 | 0 | 0 | 0 | 0 | 0 | 0 | 0 | 0 | 0 | 0 | 0 | 0 | 0 | 0 | 0 | 0 | 0 | 0 | 0 | 0 | 0 | 0 | 0 | 0 | 0 | 0 | 0 | 0 | 0 | 0 | 0 | 0 | 0 | 0 | 0 | 0 | 0 | 0 | 0 | 0 | 0 | 0 | 0 | 0 | 0 | 0 | 0 | 0 | 0 | 0 | 0 | 0 | 0 | 0 | 0 | 0 | 0 | 0 | 0 | 0 | 0 | 0 | 0 | 0 | 0 | 0 | 0 | 0 | 0 | 0 | 0 | 0 | 0
POWELL ELEVATION | avg |  | #DIV/0! | #DIV/0! | #DIV/0! | #DIV/0! | #DIV/0! | #DIV/0! | #DIV/0! | #DIV/0! | #DIV/0! | #DIV/0! | #DIV/0! | #DIV/0! | #DIV/0! | #DIV/0! | #DIV/0! | #DIV/0! | #DIV/0! | #DIV/0! | #DIV/0! | #DIV/0! | #DIV/0! | #DIV/0! | #DIV/0! | #DIV/0! | #DIV/0! | #DIV/0! | #DIV/0! | #DIV/0! | #DIV/0! | #DIV/0! | #DIV/0! | #DIV/0! | #DIV/0! | #DIV/0! | #DIV/0! | #DIV/0! | #DIV/0! | #DIV/0! | #DIV/0! | #DIV/0! | #DIV/0! | #DIV/0! | #DIV/0! | #DIV/0! | #DIV/0! | #DIV/0! | #DIV/0! | #DIV/0! | #DIV/0! | #DIV/0! | #DIV/0! | #DIV/0! | #DIV/0! | #DIV/0! | #DIV/0! | #DIV/0! | #DIV/0! | #DIV/0! | #DIV/0! | #DIV/0! | #DIV/0! | #DIV/0! | #DIV/0! | #DIV/0! | #DIV/0! | #DIV/0! | #DIV/0! | #DIV/0! | #DIV/0! | #DIV/0! | #DIV/0! | #DIV/0! | #DIV/0! | #DIV/0! | #DIV/0! | #DIV/0! | #DIV/0! | #DIV/0! | #DIV/0! | #DIV/0! | #DIV/0! | #DIV/0! | #DIV/0! | #DIV/0! | #DIV/0! | #DIV/0! | #DIV/0! | #DIV/0! | #DIV/0! | #DIV/0! | #DIV/0! | #DIV/0! | #DIV/0! | #DIV/0! | #DIV/0! | #DIV/0! | #DIV/0! | #DIV/0! | #DIV/0! | #DIV/0! | #DIV/0! | #DIV/0! | #DIV/0! | #DIV/0! | #DIV/0! | #DIV/0! | #DIV/0! | #DIV/0! | #DIV/0! | #DIV/0! | #DIV/0!
| median |  | #VALUE! | #VALUE! | #VALUE! | #VALUE! | #VALUE! | #VALUE! | #VALUE! | #VALUE! | #VALUE! | #VALUE! | #VALUE! | #VALUE! | #VALUE! | #VALUE! | #VALUE! | #VALUE! | #VALUE! | #VALUE! | #VALUE! | #VALUE! | #VALUE! | #VALUE! | #VALUE! | #VALUE! | #VALUE! | #VALUE! | #VALUE! | #VALUE! | #VALUE! | #VALUE! | #VALUE! | #VALUE! | #VALUE! | #VALUE! | #VALUE! | #VALUE! | #VALUE! | #VALUE! | #VALUE! | #VALUE! | #VALUE! | #VALUE! | #VALUE! | #VALUE! | #VALUE! | #VALUE! | #VALUE! | #VALUE! | #VALUE! | #VALUE! | #VALUE! | #VALUE! | #VALUE! | #VALUE! | #VALUE! | #VALUE! | #VALUE! | #VALUE! | #VALUE! | #VALUE! | #VALUE! | #VALUE! | #VALUE! | #VALUE! | #VALUE! | #VALUE! | #VALUE! | #VALUE! | #VALUE! | #VALUE! | #VALUE! | #VALUE! | #VALUE! | #VALUE! | #VALUE! | #VALUE! | #VALUE! | #VALUE! | #VALUE! | #VALUE! | #VALUE! | #VALUE! | #VALUE! | #VALUE! | #VALUE! | #VALUE! | #VALUE! | #VALUE! | #VALUE! | #VALUE! | #VALUE! | #VALUE! | #VALUE! | #VALUE! | #VALUE! | #VALUE! | #VALUE! | #VALUE! | #VALUE! | #VALUE! | #VALUE! | #VALUE! | #VALUE! | #VALUE! | #VALUE! | #VALUE! | #VALUE! | #VALUE! | #VALUE! | #VALUE! | #VALUE!
| 10th |  | #VALUE! | #VALUE! | #VALUE! | #VALUE! | #VALUE! | #VALUE! | #VALUE! | #VALUE! | #VALUE! | #VALUE! | #VALUE! | #VALUE! | #VALUE! | #VALUE! | #VALUE! | #VALUE! | #VALUE! | #VALUE! | #VALUE! | #VALUE! | #VALUE! | #VALUE! | #VALUE! | #VALUE! | #VALUE! | #VALUE! | #VALUE! | #VALUE! | #VALUE! | #VALUE! | #VALUE! | #VALUE! | #VALUE! | #VALUE! | #VALUE! | #VALUE! | #VALUE! | #VALUE! | #VALUE! | #VALUE! | #VALUE! | #VALUE! | #VALUE! | #VALUE! | #VALUE! | #VALUE! | #VALUE! | #VALUE! | #VALUE! | #VALUE! | #VALUE! | #VALUE! | #VALUE! | #VALUE! | #VALUE! | #VALUE! | #VALUE! | #VALUE! | #VALUE! | #VALUE! | #VALUE! | #VALUE! | #VALUE! | #VALUE! | #VALUE! | #VALUE! | #VALUE! | #VALUE! | #VALUE! | #VALUE! | #VALUE! | #VALUE! | #VALUE! | #VALUE! | #VALUE! | #VALUE! | #VALUE! | #VALUE! | #VALUE! | #VALUE! | #VALUE! | #VALUE! | #VALUE! | #VALUE! | #VALUE! | #VALUE! | #VALUE! | #VALUE! | #VALUE! | #VALUE! | #VALUE! | #VALUE! | #VALUE! | #VALUE! | #VALUE! | #VALUE! | #VALUE! | #VALUE! | #VALUE! | #VALUE! | #VALUE! | #VALUE! | #VALUE! | #VALUE! | #VALUE! | #VALUE! | #VALUE! | #VALUE! | #VALUE! | #VALUE! | #VALUE!
| 25th |  | #VALUE! | #VALUE! | #VALUE! | #VALUE! | #VALUE! | #VALUE! | #VALUE! | #VALUE! | #VALUE! | #VALUE! | #VALUE! | #VALUE! | #VALUE! | #VALUE! | #VALUE! | #VALUE! | #VALUE! | #VALUE! | #VALUE! | #VALUE! | #VALUE! | #VALUE! | #VALUE! | #VALUE! | #VALUE! | #VALUE! | #VALUE! | #VALUE! | #VALUE! | #VALUE! | #VALUE! | #VALUE! | #VALUE! | #VALUE! | #VALUE! | #VALUE! | #VALUE! | #VALUE! | #VALUE! | #VALUE! | #VALUE! | #VALUE! | #VALUE! | #VALUE! | #VALUE! | #VALUE! | #VALUE! | #VALUE! | #VALUE! | #VALUE! | #VALUE! | #VALUE! | #VALUE! | #VALUE! | #VALUE! | #VALUE! | #VALUE! | #VALUE! | #VALUE! | #VALUE! | #VALUE! | #VALUE! | #VALUE! | #VALUE! | #VALUE! | #VALUE! | #VALUE! | #VALUE! | #VALUE! | #VALUE! | #VALUE! | #VALUE! | #VALUE! | #VALUE! | #VALUE! | #VALUE! | #VALUE! | #VALUE! | #VALUE! | #VALUE! | #VALUE! | #VALUE! | #VALUE! | #VALUE! | #VALUE! | #VALUE! | #VALUE! | #VALUE! | #VALUE! | #VALUE! | #VALUE! | #VALUE! | #VALUE! | #VALUE! | #VALUE! | #VALUE! | #VALUE! | #VALUE! | #VALUE! | #VALUE! | #VALUE! | #VALUE! | #VALUE! | #VALUE! | #VALUE! | #VALUE! | #VALUE! | #VALUE! | #VALUE! | #VALUE! | #VALUE!
| 75th |  | #VALUE! | #VALUE! | #VALUE! | #VALUE! | #VALUE! | #VALUE! | #VALUE! | #VALUE! | #VALUE! | #VALUE! | #VALUE! | #VALUE! | #VALUE! | #VALUE! | #VALUE! | #VALUE! | #VALUE! | #VALUE! | #VALUE! | #VALUE! | #VALUE! | #VALUE! | #VALUE! | #VALUE! | #VALUE! | #VALUE! | #VALUE! | #VALUE! | #VALUE! | #VALUE! | #VALUE! | #VALUE! | #VALUE! | #VALUE! | #VALUE! | #VALUE! | #VALUE! | #VALUE! | #VALUE! | #VALUE! | #VALUE! | #VALUE! | #VALUE! | #VALUE! | #VALUE! | #VALUE! | #VALUE! | #VALUE! | #VALUE! | #VALUE! | #VALUE! | #VALUE! | #VALUE! | #VALUE! | #VALUE! | #VALUE! | #VALUE! | #VALUE! | #VALUE! | #VALUE! | #VALUE! | #VALUE! | #VALUE! | #VALUE! | #VALUE! | #VALUE! | #VALUE! | #VALUE! | #VALUE! | #VALUE! | #VALUE! | #VALUE! | #VALUE! | #VALUE! | #VALUE! | #VALUE! | #VALUE! | #VALUE! | #VALUE! | #VALUE! | #VALUE! | #VALUE! | #VALUE! | #VALUE! | #VALUE! | #VALUE! | #VALUE! | #VALUE! | #VALUE! | #VALUE! | #VALUE! | #VALUE! | #VALUE! | #VALUE! | #VALUE! | #VALUE! | #VALUE! | #VALUE! | #VALUE! | #VALUE! | #VALUE! | #VALUE! | #VALUE! | #VALUE! | #VALUE! | #VALUE! | #VALUE! | #VALUE! | #VALUE! | #VALUE! | #VALUE!
| 90th |  | #VALUE! | #VALUE! | #VALUE! | #VALUE! | #VALUE! | #VALUE! | #VALUE! | #VALUE! | #VALUE! | #VALUE! | #VALUE! | #VALUE! | #VALUE! | #VALUE! | #VALUE! | #VALUE! | #VALUE! | #VALUE! | #VALUE! | #VALUE! | #VALUE! | #VALUE! | #VALUE! | #VALUE! | #VALUE! | #VALUE! | #VALUE! | #VALUE! | #VALUE! | #VALUE! | #VALUE! | #VALUE! | #VALUE! | #VALUE! | #VALUE! | #VALUE! | #VALUE! | #VALUE! | #VALUE! | #VALUE! | #VALUE! | #VALUE! | #VALUE! | #VALUE! | #VALUE! | #VALUE! | #VALUE! | #VALUE! | #VALUE! | #VALUE! | #VALUE! | #VALUE! | #VALUE! | #VALUE! | #VALUE! | #VALUE! | #VALUE! | #VALUE! | #VALUE! | #VALUE! | #VALUE! | #VALUE! | #VALUE! | #VALUE! | #VALUE! | #VALUE! | #VALUE! | #VALUE! | #VALUE! | #VALUE! | #VALUE! | #VALUE! | #VALUE! | #VALUE! | #VALUE! | #VALUE! | #VALUE! | #VALUE! | #VALUE! | #VALUE! | #VALUE! | #VALUE! | #VALUE! | #VALUE! | #VALUE! | #VALUE! | #VALUE! | #VALUE! | #VALUE! | #VALUE! | #VALUE! | #VALUE! | #VALUE! | #VALUE! | #VALUE! | #VALUE! | #VALUE! | #VALUE! | #VALUE! | #VALUE! | #VALUE! | #VALUE! | #VALUE! | #VALUE! | #VALUE! | #VALUE! | #VALUE! | #VALUE! | #VALUE! | #VALUE! | #VALUE!
POWELL EVAP | avg |  | #DIV/0! | #DIV/0! | #DIV/0! | #DIV/0! | #DIV/0! | #DIV/0! | #DIV/0! | #DIV/0! | #DIV/0! | #DIV/0! | #DIV/0! | #DIV/0! | #DIV/0! | #DIV/0! | #DIV/0! | #DIV/0! | #DIV/0! | #DIV/0! | #DIV/0! | #DIV/0! | #DIV/0! | #DIV/0! | #DIV/0! | #DIV/0! | #DIV/0! | #DIV/0! | #DIV/0! | #DIV/0! | #DIV/0! | #DIV/0! | #DIV/0! | #DIV/0! | #DIV/0! | #DIV/0! | #DIV/0! | #DIV/0! | #DIV/0! | #DIV/0! | #DIV/0! | #DIV/0! | #DIV/0! | #DIV/0! | #DIV/0! | #DIV/0! | #DIV/0! | #DIV/0! | #DIV/0! | #DIV/0! | #DIV/0! | #DIV/0! | #DIV/0! | #DIV/0! | #DIV/0! | #DIV/0! | #DIV/0! | #DIV/0! | #DIV/0! | #DIV/0! | #DIV/0! | #DIV/0! | #DIV/0! | #DIV/0! | #DIV/0! | #DIV/0! | #DIV/0! | #DIV/0! | #DIV/0! | #DIV/0! | #DIV/0! | #DIV/0! | #DIV/0! | #DIV/0! | #DIV/0! | #DIV/0! | #DIV/0! | #DIV/0! | #DIV/0! | #DIV/0! | #DIV/0! | #DIV/0! | #DIV/0! | #DIV/0! | #DIV/0! | #DIV/0! | #DIV/0! | #DIV/0! | #DIV/0! | #DIV/0! | #DIV/0! | #DIV/0! | #DIV/0! | #DIV/0! | #DIV/0! | #DIV/0! | #DIV/0! | #DIV/0! | #DIV/0! | #DIV/0! | #DIV/0! | #DIV/0! | #DIV/0! | #DIV/0! | #DIV/0! | #DIV/0! | #DIV/0! | #DIV/0! | #DIV/0! | #DIV/0! | #DIV/0! | #DIV/0! | #DIV/0!
| median |  | #VALUE! | #VALUE! | #VALUE! | #VALUE! | #VALUE! | #VALUE! | #VALUE! | #VALUE! | #VALUE! | #VALUE! | #VALUE! | #VALUE! | #VALUE! | #VALUE! | #VALUE! | #VALUE! | #VALUE! | #VALUE! | #VALUE! | #VALUE! | #VALUE! | #VALUE! | #VALUE! | #VALUE! | #VALUE! | #VALUE! | #VALUE! | #VALUE! | #VALUE! | #VALUE! | #VALUE! | #VALUE! | #VALUE! | #VALUE! | #VALUE! | #VALUE! | #VALUE! | #VALUE! | #VALUE! | #VALUE! | #VALUE! | #VALUE! | #VALUE! | #VALUE! | #VALUE! | #VALUE! | #VALUE! | #VALUE! | #VALUE! | #VALUE! | #VALUE! | #VALUE! | #VALUE! | #VALUE! | #VALUE! | #VALUE! | #VALUE! | #VALUE! | #VALUE! | #VALUE! | #VALUE! | #VALUE! | #VALUE! | #VALUE! | #VALUE! | #VALUE! | #VALUE! | #VALUE! | #VALUE! | #VALUE! | #VALUE! | #VALUE! | #VALUE! | #VALUE! | #VALUE! | #VALUE! | #VALUE! | #VALUE! | #VALUE! | #VALUE! | #VALUE! | #VALUE! | #VALUE! | #VALUE! | #VALUE! | #VALUE! | #VALUE! | #VALUE! | #VALUE! | #VALUE! | #VALUE! | #VALUE! | #VALUE! | #VALUE! | #VALUE! | #VALUE! | #VALUE! | #VALUE! | #VALUE! | #VALUE! | #VALUE! | #VALUE! | #VALUE! | #VALUE! | #VALUE! | #VALUE! | #VALUE! | #VALUE! | #VALUE! | #VALUE! | #VALUE!
| 10th |  | #VALUE! | #VALUE! | #VALUE! | #VALUE! | #VALUE! | #VALUE! | #VALUE! | #VALUE! | #VALUE! | #VALUE! | #VALUE! | #VALUE! | #VALUE! | #VALUE! | #VALUE! | #VALUE! | #VALUE! | #VALUE! | #VALUE! | #VALUE! | #VALUE! | #VALUE! | #VALUE! | #VALUE! | #VALUE! | #VALUE! | #VALUE! | #VALUE! | #VALUE! | #VALUE! | #VALUE! | #VALUE! | #VALUE! | #VALUE! | #VALUE! | #VALUE! | #VALUE! | #VALUE! | #VALUE! | #VALUE! | #VALUE! | #VALUE! | #VALUE! | #VALUE! | #VALUE! | #VALUE! | #VALUE! | #VALUE! | #VALUE! | #VALUE! | #VALUE! | #VALUE! | #VALUE! | #VALUE! | #VALUE! | #VALUE! | #VALUE! | #VALUE! | #VALUE! | #VALUE! | #VALUE! | #VALUE! | #VALUE! | #VALUE! | #VALUE! | #VALUE! | #VALUE! | #VALUE! | #VALUE! | #VALUE! | #VALUE! | #VALUE! | #VALUE! | #VALUE! | #VALUE! | #VALUE! | #VALUE! | #VALUE! | #VALUE! | #VALUE! | #VALUE! | #VALUE! | #VALUE! | #VALUE! | #VALUE! | #VALUE! | #VALUE! | #VALUE! | #VALUE! | #VALUE! | #VALUE! | #VALUE! | #VALUE! | #VALUE! | #VALUE! | #VALUE! | #VALUE! | #VALUE! | #VALUE! | #VALUE! | #VALUE! | #VALUE! | #VALUE! | #VALUE! | #VALUE! | #VALUE! | #VALUE! | #VALUE! | #VALUE! | #VALUE! | #VALUE!
| 25th |  | #VALUE! | #VALUE! | #VALUE! | #VALUE! | #VALUE! | #VALUE! | #VALUE! | #VALUE! | #VALUE! | #VALUE! | #VALUE! | #VALUE! | #VALUE! | #VALUE! | #VALUE! | #VALUE! | #VALUE! | #VALUE! | #VALUE! | #VALUE! | #VALUE! | #VALUE! | #VALUE! | #VALUE! | #VALUE! | #VALUE! | #VALUE! | #VALUE! | #VALUE! | #VALUE! | #VALUE! | #VALUE! | #VALUE! | #VALUE! | #VALUE! | #VALUE! | #VALUE! | #VALUE! | #VALUE! | #VALUE! | #VALUE! | #VALUE! | #VALUE! | #VALUE! | #VALUE! | #VALUE! | #VALUE! | #VALUE! | #VALUE! | #VALUE! | #VALUE! | #VALUE! | #VALUE! | #VALUE! | #VALUE! | #VALUE! | #VALUE! | #VALUE! | #VALUE! | #VALUE! | #VALUE! | #VALUE! | #VALUE! | #VALUE! | #VALUE! | #VALUE! | #VALUE! | #VALUE! | #VALUE! | #VALUE! | #VALUE! | #VALUE! | #VALUE! | #VALUE! | #VALUE! | #VALUE! | #VALUE! | #VALUE! | #VALUE! | #VALUE! | #VALUE! | #VALUE! | #VALUE! | #VALUE! | #VALUE! | #VALUE! | #VALUE! | #VALUE! | #VALUE! | #VALUE! | #VALUE! | #VALUE! | #VALUE! | #VALUE! | #VALUE! | #VALUE! | #VALUE! | #VALUE! | #VALUE! | #VALUE! | #VALUE! | #VALUE! | #VALUE! | #VALUE! | #VALUE! | #VALUE! | #VALUE! | #VALUE! | #VALUE! | #VALUE! | #VALUE!
| 75th |  | #VALUE! | #VALUE! | #VALUE! | #VALUE! | #VALUE! | #VALUE! | #VALUE! | #VALUE! | #VALUE! | #VALUE! | #VALUE! | #VALUE! | #VALUE! | #VALUE! | #VALUE! | #VALUE! | #VALUE! | #VALUE! | #VALUE! | #VALUE! | #VALUE! | #VALUE! | #VALUE! | #VALUE! | #VALUE! | #VALUE! | #VALUE! | #VALUE! | #VALUE! | #VALUE! | #VALUE! | #VALUE! | #VALUE! | #VALUE! | #VALUE! | #VALUE! | #VALUE! | #VALUE! | #VALUE! | #VALUE! | #VALUE! | #VALUE! | #VALUE! | #VALUE! | #VALUE! | #VALUE! | #VALUE! | #VALUE! | #VALUE! | #VALUE! | #VALUE! | #VALUE! | #VALUE! | #VALUE! | #VALUE! | #VALUE! | #VALUE! | #VALUE! | #VALUE! | #VALUE! | #VALUE! | #VALUE! | #VALUE! | #VALUE! | #VALUE! | #VALUE! | #VALUE! | #VALUE! | #VALUE! | #VALUE! | #VALUE! | #VALUE! | #VALUE! | #VALUE! | #VALUE! | #VALUE! | #VALUE! | #VALUE! | #VALUE! | #VALUE! | #VALUE! | #VALUE! | #VALUE! | #VALUE! | #VALUE! | #VALUE! | #VALUE! | #VALUE! | #VALUE! | #VALUE! | #VALUE! | #VALUE! | #VALUE! | #VALUE! | #VALUE! | #VALUE! | #VALUE! | #VALUE! | #VALUE! | #VALUE! | #VALUE! | #VALUE! | #VALUE! | #VALUE! | #VALUE! | #VALUE! | #VALUE! | #VALUE! | #VALUE! | #VALUE! | #VALUE!
| 90th |  | #VALUE! | #VALUE! | #VALUE! | #VALUE! | #VALUE! | #VALUE! | #VALUE! | #VALUE! | #VALUE! | #VALUE! | #VALUE! | #VALUE! | #VALUE! | #VALUE! | #VALUE! | #VALUE! | #VALUE! | #VALUE! | #VALUE! | #VALUE! | #VALUE! | #VALUE! | #VALUE! | #VALUE! | #VALUE! | #VALUE! | #VALUE! | #VALUE! | #VALUE! | #VALUE! | #VALUE! | #VALUE! | #VALUE! | #VALUE! | #VALUE! | #VALUE! | #VALUE! | #VALUE! | #VALUE! | #VALUE! | #VALUE! | #VALUE! | #VALUE! | #VALUE! | #VALUE! | #VALUE! | #VALUE! | #VALUE! | #VALUE! | #VALUE! | #VALUE! | #VALUE! | #VALUE! | #VALUE! | #VALUE! | #VALUE! | #VALUE! | #VALUE! | #VALUE! | #VALUE! | #VALUE! | #VALUE! | #VALUE! | #VALUE! | #VALUE! | #VALUE! | #VALUE! | #VALUE! | #VALUE! | #VALUE! | #VALUE! | #VALUE! | #VALUE! | #VALUE! | #VALUE! | #VALUE! | #VALUE! | #VALUE! | #VALUE! | #VALUE! | #VALUE! | #VALUE! | #VALUE! | #VALUE! | #VALUE! | #VALUE! | #VALUE! | #VALUE! | #VALUE! | #VALUE! | #VALUE! | #VALUE! | #VALUE! | #VALUE! | #VALUE! | #VALUE! | #VALUE! | #VALUE! | #VALUE! | #VALUE! | #VALUE! | #VALUE! | #VALUE! | #VALUE! | #VALUE! | #VALUE! | #VALUE! | #VALUE! | #VALUE! | #VALUE! | #VALUE!
GC RELEASE | avg |  | #DIV/0! | #DIV/0! | #DIV/0! | #DIV/0! | #DIV/0! | #DIV/0! | #DIV/0! | #DIV/0! | #DIV/0! | #DIV/0! | #DIV/0! | #DIV/0! | #DIV/0! | #DIV/0! | #DIV/0! | #DIV/0! | #DIV/0! | #DIV/0! | #DIV/0! | #DIV/0! | #DIV/0! | #DIV/0! | #DIV/0! | #DIV/0! | #DIV/0! | #DIV/0! | #DIV/0! | #DIV/0! | #DIV/0! | #DIV/0! | #DIV/0! | #DIV/0! | #DIV/0! | #DIV/0! | #DIV/0! | #DIV/0! | #DIV/0! | #DIV/0! | #DIV/0! | #DIV/0! | #DIV/0! | #DIV/0! | #DIV/0! | #DIV/0! | #DIV/0! | #DIV/0! | #DIV/0! | #DIV/0! | #DIV/0! | #DIV/0! | #DIV/0! | #DIV/0! | #DIV/0! | #DIV/0! | #DIV/0! | #DIV/0! | #DIV/0! | #DIV/0! | #DIV/0! | #DIV/0! | #DIV/0! | #DIV/0! | #DIV/0! | #DIV/0! | #DIV/0! | #DIV/0! | #DIV/0! | #DIV/0! | #DIV/0! | #DIV/0! | #DIV/0! | #DIV/0! | #DIV/0! | #DIV/0! | #DIV/0! | #DIV/0! | #DIV/0! | #DIV/0! | #DIV/0! | #DIV/0! | #DIV/0! | #DIV/0! | #DIV/0! | #DIV/0! | #DIV/0! | #DIV/0! | #DIV/0! | #DIV/0! | #DIV/0! | #DIV/0! | #DIV/0! | #DIV/0! | #DIV/0! | #DIV/0! | #DIV/0! | #DIV/0! | #DIV/0! | #DIV/0! | #DIV/0! | #DIV/0! | #DIV/0! | #DIV/0! | #DIV/0! | #DIV/0! | #DIV/0! | #DIV/0! | #DIV/0! | #DIV/0! | #DIV/0! | #DIV/0! | #DIV/0!
| median |  | #VALUE! | #VALUE! | #VALUE! | #VALUE! | #VALUE! | #VALUE! | #VALUE! | #VALUE! | #VALUE! | #VALUE! | #VALUE! | #VALUE! | #VALUE! | #VALUE! | #VALUE! | #VALUE! | #VALUE! | #VALUE! | #VALUE! | #VALUE! | #VALUE! | #VALUE! | #VALUE! | #VALUE! | #VALUE! | #VALUE! | #VALUE! | #VALUE! | #VALUE! | #VALUE! | #VALUE! | #VALUE! | #VALUE! | #VALUE! | #VALUE! | #VALUE! | #VALUE! | #VALUE! | #VALUE! | #VALUE! | #VALUE! | #VALUE! | #VALUE! | #VALUE! | #VALUE! | #VALUE! | #VALUE! | #VALUE! | #VALUE! | #VALUE! | #VALUE! | #VALUE! | #VALUE! | #VALUE! | #VALUE! | #VALUE! | #VALUE! | #VALUE! | #VALUE! | #VALUE! | #VALUE! | #VALUE! | #VALUE! | #VALUE! | #VALUE! | #VALUE! | #VALUE! | #VALUE! | #VALUE! | #VALUE! | #VALUE! | #VALUE! | #VALUE! | #VALUE! | #VALUE! | #VALUE! | #VALUE! | #VALUE! | #VALUE! | #VALUE! | #VALUE! | #VALUE! | #VALUE! | #VALUE! | #VALUE! | #VALUE! | #VALUE! | #VALUE! | #VALUE! | #VALUE! | #VALUE! | #VALUE! | #VALUE! | #VALUE! | #VALUE! | #VALUE! | #VALUE! | #VALUE! | #VALUE! | #VALUE! | #VALUE! | #VALUE! | #VALUE! | #VALUE! | #VALUE! | #VALUE! | #VALUE! | #VALUE! | #VALUE! | #VALUE! | #VALUE!
| 10th |  | #VALUE! | #VALUE! | #VALUE! | #VALUE! | #VALUE! | #VALUE! | #VALUE! | #VALUE! | #VALUE! | #VALUE! | #VALUE! | #VALUE! | #VALUE! | #VALUE! | #VALUE! | #VALUE! | #VALUE! | #VALUE! | #VALUE! | #VALUE! | #VALUE! | #VALUE! | #VALUE! | #VALUE! | #VALUE! | #VALUE! | #VALUE! | #VALUE! | #VALUE! | #VALUE! | #VALUE! | #VALUE! | #VALUE! | #VALUE! | #VALUE! | #VALUE! | #VALUE! | #VALUE! | #VALUE! | #VALUE! | #VALUE! | #VALUE! | #VALUE! | #VALUE! | #VALUE! | #VALUE! | #VALUE! | #VALUE! | #VALUE! | #VALUE! | #VALUE! | #VALUE! | #VALUE! | #VALUE! | #VALUE! | #VALUE! | #VALUE! | #VALUE! | #VALUE! | #VALUE! | #VALUE! | #VALUE! | #VALUE! | #VALUE! | #VALUE! | #VALUE! | #VALUE! | #VALUE! | #VALUE! | #VALUE! | #VALUE! | #VALUE! | #VALUE! | #VALUE! | #VALUE! | #VALUE! | #VALUE! | #VALUE! | #VALUE! | #VALUE! | #VALUE! | #VALUE! | #VALUE! | #VALUE! | #VALUE! | #VALUE! | #VALUE! | #VALUE! | #VALUE! | #VALUE! | #VALUE! | #VALUE! | #VALUE! | #VALUE! | #VALUE! | #VALUE! | #VALUE! | #VALUE! | #VALUE! | #VALUE! | #VALUE! | #VALUE! | #VALUE! | #VALUE! | #VALUE! | #VALUE! | #VALUE! | #VALUE! | #VALUE! | #VALUE! | #VALUE!
| 25th |  | #VALUE! | #VALUE! | #VALUE! | #VALUE! | #VALUE! | #VALUE! | #VALUE! | #VALUE! | #VALUE! | #VALUE! | #VALUE! | #VALUE! | #VALUE! | #VALUE! | #VALUE! | #VALUE! | #VALUE! | #VALUE! | #VALUE! | #VALUE! | #VALUE! | #VALUE! | #VALUE! | #VALUE! | #VALUE! | #VALUE! | #VALUE! | #VALUE! | #VALUE! | #VALUE! | #VALUE! | #VALUE! | #VALUE! | #VALUE! | #VALUE! | #VALUE! | #VALUE! | #VALUE! | #VALUE! | #VALUE! | #VALUE! | #VALUE! | #VALUE! | #VALUE! | #VALUE! | #VALUE! | #VALUE! | #VALUE! | #VALUE! | #VALUE! | #VALUE! | #VALUE! | #VALUE! | #VALUE! | #VALUE! | #VALUE! | #VALUE! | #VALUE! | #VALUE! | #VALUE! | #VALUE! | #VALUE! | #VALUE! | #VALUE! | #VALUE! | #VALUE! | #VALUE! | #VALUE! | #VALUE! | #VALUE! | #VALUE! | #VALUE! | #VALUE! | #VALUE! | #VALUE! | #VALUE! | #VALUE! | #VALUE! | #VALUE! | #VALUE! | #VALUE! | #VALUE! | #VALUE! | #VALUE! | #VALUE! | #VALUE! | #VALUE! | #VALUE! | #VALUE! | #VALUE! | #VALUE! | #VALUE! | #VALUE! | #VALUE! | #VALUE! | #VALUE! | #VALUE! | #VALUE! | #VALUE! | #VALUE! | #VALUE! | #VALUE! | #VALUE! | #VALUE! | #VALUE! | #VALUE! | #VALUE! | #VALUE! | #VALUE! | #VALUE! | #VALUE!
| 75th |  | #VALUE! | #VALUE! | #VALUE! | #VALUE! | #VALUE! | #VALUE! | #VALUE! | #VALUE! | #VALUE! | #VALUE! | #VALUE! | #VALUE! | #VALUE! | #VALUE! | #VALUE! | #VALUE! | #VALUE! | #VALUE! | #VALUE! | #VALUE! | #VALUE! | #VALUE! | #VALUE! | #VALUE! | #VALUE! | #VALUE! | #VALUE! | #VALUE! | #VALUE! | #VALUE! | #VALUE! | #VALUE! | #VALUE! | #VALUE! | #VALUE! | #VALUE! | #VALUE! | #VALUE! | #VALUE! | #VALUE! | #VALUE! | #VALUE! | #VALUE! | #VALUE! | #VALUE! | #VALUE! | #VALUE! | #VALUE! | #VALUE! | #VALUE! | #VALUE! | #VALUE! | #VALUE! | #VALUE! | #VALUE! | #VALUE! | #VALUE! | #VALUE! | #VALUE! | #VALUE! | #VALUE! | #VALUE! | #VALUE! | #VALUE! | #VALUE! | #VALUE! | #VALUE! | #VALUE! | #VALUE! | #VALUE! | #VALUE! | #VALUE! | #VALUE! | #VALUE! | #VALUE! | #VALUE! | #VALUE! | #VALUE! | #VALUE! | #VALUE! | #VALUE! | #VALUE! | #VALUE! | #VALUE! | #VALUE! | #VALUE! | #VALUE! | #VALUE! | #VALUE! | #VALUE! | #VALUE! | #VALUE! | #VALUE! | #VALUE! | #VALUE! | #VALUE! | #VALUE! | #VALUE! | #VALUE! | #VALUE! | #VALUE! | #VALUE! | #VALUE! | #VALUE! | #VALUE! | #VALUE! | #VALUE! | #VALUE! | #VALUE! | #VALUE! | #VALUE!
| 90th |  | #VALUE! | #VALUE! | #VALUE! | #VALUE! | #VALUE! | #VALUE! | #VALUE! | #VALUE! | #VALUE! | #VALUE! | #VALUE! | #VALUE! | #VALUE! | #VALUE! | #VALUE! | #VALUE! | #VALUE! | #VALUE! | #VALUE! | #VALUE! | #VALUE! | #VALUE! | #VALUE! | #VALUE! | #VALUE! | #VALUE! | #VALUE! | #VALUE! | #VALUE! | #VALUE! | #VALUE! | #VALUE! | #VALUE! | #VALUE! | #VALUE! | #VALUE! | #VALUE! | #VALUE! | #VALUE! | #VALUE! | #VALUE! | #VALUE! | #VALUE! | #VALUE! | #VALUE! | #VALUE! | #VALUE! | #VALUE! | #VALUE! | #VALUE! | #VALUE! | #VALUE! | #VALUE! | #VALUE! | #VALUE! | #VALUE! | #VALUE! | #VALUE! | #VALUE! | #VALUE! | #VALUE! | #VALUE! | #VALUE! | #VALUE! | #VALUE! | #VALUE! | #VALUE! | #VALUE! | #VALUE! | #VALUE! | #VALUE! | #VALUE! | #VALUE! | #VALUE! | #VALUE! | #VALUE! | #VALUE! | #VALUE! | #VALUE! | #VALUE! | #VALUE! | #VALUE! | #VALUE! | #VALUE! | #VALUE! | #VALUE! | #VALUE! | #VALUE! | #VALUE! | #VALUE! | #VALUE! | #VALUE! | #VALUE! | #VALUE! | #VALUE! | #VALUE! | #VALUE! | #VALUE! | #VALUE! | #VALUE! | #VALUE! | #VALUE! | #VALUE! | #VALUE! | #VALUE! | #VALUE! | #VALUE! | #VALUE! | #VALUE! | #VALUE! | #VALUE!
10 YEAR GC RELEASE | avg | [10 empty] | #DIV/0! | #DIV/0! | #DIV/0! | #DIV/0! | #DIV/0! | #DIV/0! | #DIV/0! | #DIV/0! | #DIV/0! | #DIV/0! | #DIV/0! | #DIV/0! | #DIV/0! | #DIV/0! | #DIV/0! | #DIV/0! | #DIV/0! | #DIV/0! | #DIV/0! | #DIV/0! | #DIV/0! | #DIV/0! | #DIV/0! | #DIV/0! | #DIV/0! | #DIV/0! | #DIV/0! | #DIV/0! | #DIV/0! | #DIV/0! | #DIV/0! | #DIV/0! | #DIV/0! | #DIV/0! | #DIV/0! | #DIV/0! | #DIV/0! | #DIV/0! | #DIV/0! | #DIV/0! | #DIV/0! | #DIV/0! | #DIV/0! | #DIV/0! | #DIV/0! | #DIV/0! | #DIV/0! | #DIV/0! | #DIV/0! | #DIV/0! | #DIV/0! | #DIV/0! | #DIV/0! | #DIV/0! | #DIV/0! | #DIV/0! | #DIV/0! | #DIV/0! | #DIV/0! | #DIV/0! | #DIV/0! | #DIV/0! | #DIV/0! | #DIV/0! | #DIV/0! | #DIV/0! | #DIV/0! | #DIV/0! | #DIV/0! | #DIV/0! | #DIV/0! | #DIV/0! | #DIV/0! | #DIV/0! | #DIV/0! | #DIV/0! | #DIV/0! | #DIV/0! | #DIV/0! | #DIV/0! | #DIV/0! | #DIV/0! | #DIV/0! | #DIV/0! | #DIV/0! | #DIV/0! | #DIV/0! | #DIV/0! | #DIV/0! | #DIV/0! | #DIV/0! | #DIV/0! | #DIV/0! | #DIV/0! | #DIV/0! | #DIV/0! | #DIV/0! | #DIV/0! | #DIV/0! | #DIV/0! | #DIV/0! | #DIV/0!
| median | [10 empty] | #VALUE! | #VALUE! | #VALUE! | #VALUE! | #VALUE! | #VALUE! | #VALUE! | #VALUE! | #VALUE! | #VALUE! | #VALUE! | #VALUE! | #VALUE! | #VALUE! | #VALUE! | #VALUE! | #VALUE! | #VALUE! | #VALUE! | #VALUE! | #VALUE! | #VALUE! | #VALUE! | #VALUE! | #VALUE! | #VALUE! | #VALUE! | #VALUE! | #VALUE! | #VALUE! | #VALUE! | #VALUE! | #VALUE! | #VALUE! | #VALUE! | #VALUE! | #VALUE! | #VALUE! | #VALUE! | #VALUE! | #VALUE! | #VALUE! | #VALUE! | #VALUE! | #VALUE! | #VALUE! | #VALUE! | #VALUE! | #VALUE! | #VALUE! | #VALUE! | #VALUE! | #VALUE! | #VALUE! | #VALUE! | #VALUE! | #VALUE! | #VALUE! | #VALUE! | #VALUE! | #VALUE! | #VALUE! | #VALUE! | #VALUE! | #VALUE! | #VALUE! | #VALUE! | #VALUE! | #VALUE! | #VALUE! | #VALUE! | #VALUE! | #VALUE! | #VALUE! | #VALUE! | #VALUE! | #VALUE! | #VALUE! | #VALUE! | #VALUE! | #VALUE! | #VALUE! | #VALUE! | #VALUE! | #VALUE! | #VALUE! | #VALUE! | #VALUE! | #VALUE! | #VALUE! | #VALUE! | #VALUE! | #VALUE! | #VALUE! | #VALUE! | #VALUE! | #VALUE! | #VALUE! | #VALUE! | #VALUE! | #VALUE! | #VALUE!
| 10th | [10 empty] | #VALUE! | #VALUE! | #VALUE! | #VALUE! | #VALUE! | #VALUE! | #VALUE! | #VALUE! | #VALUE! | #VALUE! | #VALUE! | #VALUE! | #VALUE! | #VALUE! | #VALUE! | #VALUE! | #VALUE! | #VALUE! | #VALUE! | #VALUE! | #VALUE! | #VALUE! | #VALUE! | #VALUE! | #VALUE! | #VALUE! | #VALUE! | #VALUE! | #VALUE! | #VALUE! | #VALUE! | #VALUE! | #VALUE! | #VALUE! | #VALUE! | #VALUE! | #VALUE! | #VALUE! | #VALUE! | #VALUE! | #VALUE! | #VALUE! | #VALUE! | #VALUE! | #VALUE! | #VALUE! | #VALUE! | #VALUE! | #VALUE! | #VALUE! | #VALUE! | #VALUE! | #VALUE! | #VALUE! | #VALUE! | #VALUE! | #VALUE! | #VALUE! | #VALUE! | #VALUE! | #VALUE! | #VALUE! | #VALUE! | #VALUE! | #VALUE! | #VALUE! | #VALUE! | #VALUE! | #VALUE! | #VALUE! | #VALUE! | #VALUE! | #VALUE! | #VALUE! | #VALUE! | #VALUE! | #VALUE! | #VALUE! | #VALUE! | #VALUE! | #VALUE! | #VALUE! | #VALUE! | #VALUE! | #VALUE! | #VALUE! | #VALUE! | #VALUE! | #VALUE! | #VALUE! | #VALUE! | #VALUE! | #VALUE! | #VALUE! | #VALUE! | #VALUE! | #VALUE! | #VALUE! | #VALUE! | #VALUE! | #VALUE! | #VALUE!
| 25th | [10 empty] | #VALUE! | #VALUE! | #VALUE! | #VALUE! | #VALUE! | #VALUE! | #VALUE! | #VALUE! | #VALUE! | #VALUE! | #VALUE! | #VALUE! | #VALUE! | #VALUE! | #VALUE! | #VALUE! | #VALUE! | #VALUE! | #VALUE! | #VALUE! | #VALUE! | #VALUE! | #VALUE! | #VALUE! | #VALUE! | #VALUE! | #VALUE! | #VALUE! | #VALUE! | #VALUE! | #VALUE! | #VALUE! | #VALUE! | #VALUE! | #VALUE! | #VALUE! | #VALUE! | #VALUE! | #VALUE! | #VALUE! | #VALUE! | #VALUE! | #VALUE! | #VALUE! | #VALUE! | #VALUE! | #VALUE! | #VALUE! | #VALUE! | #VALUE! | #VALUE! | #VALUE! | #VALUE! | #VALUE! | #VALUE! | #VALUE! | #VALUE! | #VALUE! | #VALUE! | #VALUE! | #VALUE! | #VALUE! | #VALUE! | #VALUE! | #VALUE! | #VALUE! | #VALUE! | #VALUE! | #VALUE! | #VALUE! | #VALUE! | #VALUE! | #VALUE! | #VALUE! | #VALUE! | #VALUE! | #VALUE! | #VALUE! | #VALUE! | #VALUE! | #VALUE! | #VALUE! | #VALUE! | #VALUE! | #VALUE! | #VALUE! | #VALUE! | #VALUE! | #VALUE! | #VALUE! | #VALUE! | #VALUE! | #VALUE! | #VALUE! | #VALUE! | #VALUE! | #VALUE! | #VALUE! | #VALUE! | #VALUE! | #VALUE! | #VALUE!
| 75th | [10 empty] | #VALUE! | #VALUE! | #VALUE! | #VALUE! | #VALUE! | #VALUE! | #VALUE! | #VALUE! | #VALUE! | #VALUE! | #VALUE! | #VALUE! | #VALUE! | #VALUE! | #VALUE! | #VALUE! | #VALUE! | #VALUE! | #VALUE! | #VALUE! | #VALUE! | #VALUE! | #VALUE! | #VALUE! | #VALUE! | #VALUE! | #VALUE! | #VALUE! | #VALUE! | #VALUE! | #VALUE! | #VALUE! | #VALUE! | #VALUE! | #VALUE! | #VALUE! | #VALUE! | #VALUE! | #VALUE! | #VALUE! | #VALUE! | #VALUE! | #VALUE! | #VALUE! | #VALUE! | #VALUE! | #VALUE! | #VALUE! | #VALUE! | #VALUE! | #VALUE! | #VALUE! | #VALUE! | #VALUE! | #VALUE! | #VALUE! | #VALUE! | #VALUE! | #VALUE! | #VALUE! | #VALUE! | #VALUE! | #VALUE! | #VALUE! | #VALUE! | #VALUE! | #VALUE! | #VALUE! | #VALUE! | #VALUE! | #VALUE! | #VALUE! | #VALUE! | #VALUE! | #VALUE! | #VALUE! | #VALUE! | #VALUE! | #VALUE! | #VALUE! | #VALUE! | #VALUE! | #VALUE! | #VALUE! | #VALUE! | #VALUE! | #VALUE! | #VALUE! | #VALUE! | #VALUE! | #VALUE! | #VALUE! | #VALUE! | #VALUE! | #VALUE! | #VALUE! | #VALUE! | #VALUE! | #VALUE! | #VALUE! | #VALUE! | #VALUE!
| 90th | [10 empty] | #VALUE! | #VALUE! | #VALUE! | #VALUE! | #VALUE! | #VALUE! | #VALUE! | #VALUE! | #VALUE! | #VALUE! | #VALUE! | #VALUE! | #VALUE! | #VALUE! | #VALUE! | #VALUE! | #VALUE! | #VALUE! | #VALUE! | #VALUE! | #VALUE! | #VALUE! | #VALUE! | #VALUE! | #VALUE! | #VALUE! | #VALUE! | #VALUE! | #VALUE! | #VALUE! | #VALUE! | #VALUE! | #VALUE! | #VALUE! | #VALUE! | #VALUE! | #VALUE! | #VALUE! | #VALUE! | #VALUE! | #VALUE! | #VALUE! | #VALUE! | #VALUE! | #VALUE! | #VALUE! | #VALUE! | #VALUE! | #VALUE! | #VALUE! | #VALUE! | #VALUE! | #VALUE! | #VALUE! | #VALUE! | #VALUE! | #VALUE! | #VALUE! | #VALUE! | #VALUE! | #VALUE! | #VALUE! | #VALUE! | #VALUE! | #VALUE! | #VALUE! | #VALUE! | #VALUE! | #VALUE! | #VALUE! | #VALUE! | #VALUE! | #VALUE! | #VALUE! | #VALUE! | #VALUE! | #VALUE! | #VALUE! | #VALUE! | #VALUE! | #VALUE! | #VALUE! | #VALUE! | #VALUE! | #VALUE! | #VALUE! | #VALUE! | #VALUE! | #VALUE! | #VALUE! | #VALUE! | #VALUE! | #VALUE! | #VALUE! | #VALUE! | #VALUE! | #VALUE! | #VALUE! | #VALUE! | #VALUE! | #VALUE! | #VALUE!
MEAD STORAGE | avg |  | #DIV/0! | #DIV/0! | #DIV/0! | #DIV/0! | #DIV/0! | #DIV/0! | #DIV/0! | #DIV/0! | #DIV/0! | #DIV/0! | #DIV/0! | #DIV/0! | #DIV/0! | #DIV/0! | #DIV/0! | #DIV/0! | #DIV/0! | #DIV/0! | #DIV/0! | #DIV/0! | #DIV/0! | #DIV/0! | #DIV/0! | #DIV/0! | #DIV/0! | #DIV/0! | #DIV/0! | #DIV/0! | #DIV/0! | #DIV/0! | #DIV/0! | #DIV/0! | #DIV/0! | #DIV/0! | #DIV/0! | #DIV/0! | #DIV/0! | #DIV/0! | #DIV/0! | #DIV/0! | #DIV/0! | #DIV/0! | #DIV/0! | #DIV/0! | #DIV/0! | #DIV/0! | #DIV/0! | #DIV/0! | #DIV/0! | #DIV/0! | #DIV/0! | #DIV/0! | #DIV/0! | #DIV/0! | #DIV/0! | #DIV/0! | #DIV/0! | #DIV/0! | #DIV/0! | #DIV/0! | #DIV/0! | #DIV/0! | #DIV/0! | #DIV/0! | #DIV/0! | #DIV/0! | #DIV/0! | #DIV/0! | #DIV/0! | #DIV/0! | #DIV/0! | #DIV/0! | #DIV/0! | #DIV/0! | #DIV/0! | #DIV/0! | #DIV/0! | #DIV/0! | #DIV/0! | #DIV/0! | #DIV/0! | #DIV/0! | #DIV/0! | #DIV/0! | #DIV/0! | #DIV/0! | #DIV/0! | #DIV/0! | #DIV/0! | #DIV/0! | #DIV/0! | #DIV/0! | #DIV/0! | #DIV/0! | #DIV/0! | #DIV/0! | #DIV/0! | #DIV/0! | #DIV/0! | #DIV/0! | #DIV/0! | #DIV/0! | #DIV/0! | #DIV/0! | #DIV/0! | #DIV/0! | #DIV/0! | #DIV/0! | #DIV/0! | #DIV/0! | #DIV/0!
| median |  | #VALUE! | #VALUE! | #VALUE! | #VALUE! | #VALUE! | #VALUE! | #VALUE! | #VALUE! | #VALUE! | #VALUE! | #VALUE! | #VALUE! | #VALUE! | #VALUE! | #VALUE! | #VALUE! | #VALUE! | #VALUE! | #VALUE! | #VALUE! | #VALUE! | #VALUE! | #VALUE! | #VALUE! | #VALUE! | #VALUE! | #VALUE! | #VALUE! | #VALUE! | #VALUE! | #VALUE! | #VALUE! | #VALUE! | #VALUE! | #VALUE! | #VALUE! | #VALUE! | #VALUE! | #VALUE! | #VALUE! | #VALUE! | #VALUE! | #VALUE! | #VALUE! | #VALUE! | #VALUE! | #VALUE! | #VALUE! | #VALUE! | #VALUE! | #VALUE! | #VALUE! | #VALUE! | #VALUE! | #VALUE! | #VALUE! | #VALUE! | #VALUE! | #VALUE! | #VALUE! | #VALUE! | #VALUE! | #VALUE! | #VALUE! | #VALUE! | #VALUE! | #VALUE! | #VALUE! | #VALUE! | #VALUE! | #VALUE! | #VALUE! | #VALUE! | #VALUE! | #VALUE! | #VALUE! | #VALUE! | #VALUE! | #VALUE! | #VALUE! | #VALUE! | #VALUE! | #VALUE! | #VALUE! | #VALUE! | #VALUE! | #VALUE! | #VALUE! | #VALUE! | #VALUE! | #VALUE! | #VALUE! | #VALUE! | #VALUE! | #VALUE! | #VALUE! | #VALUE! | #VALUE! | #VALUE! | #VALUE! | #VALUE! | #VALUE! | #VALUE! | #VALUE! | #VALUE! | #VALUE! | #VALUE! | #VALUE! | #VALUE! | #VALUE! | #VALUE!
| 10th |  | #VALUE! | #VALUE! | #VALUE! | #VALUE! | #VALUE! | #VALUE! | #VALUE! | #VALUE! | #VALUE! | #VALUE! | #VALUE! | #VALUE! | #VALUE! | #VALUE! | #VALUE! | #VALUE! | #VALUE! | #VALUE! | #VALUE! | #VALUE! | #VALUE! | #VALUE! | #VALUE! | #VALUE! | #VALUE! | #VALUE! | #VALUE! | #VALUE! | #VALUE! | #VALUE! | #VALUE! | #VALUE! | #VALUE! | #VALUE! | #VALUE! | #VALUE! | #VALUE! | #VALUE! | #VALUE! | #VALUE! | #VALUE! | #VALUE! | #VALUE! | #VALUE! | #VALUE! | #VALUE! | #VALUE! | #VALUE! | #VALUE! | #VALUE! | #VALUE! | #VALUE! | #VALUE! | #VALUE! | #VALUE! | #VALUE! | #VALUE! | #VALUE! | #VALUE! | #VALUE! | #VALUE! | #VALUE! | #VALUE! | #VALUE! | #VALUE! | #VALUE! | #VALUE! | #VALUE! | #VALUE! | #VALUE! | #VALUE! | #VALUE! | #VALUE! | #VALUE! | #VALUE! | #VALUE! | #VALUE! | #VALUE! | #VALUE! | #VALUE! | #VALUE! | #VALUE! | #VALUE! | #VALUE! | #VALUE! | #VALUE! | #VALUE! | #VALUE! | #VALUE! | #VALUE! | #VALUE! | #VALUE! | #VALUE! | #VALUE! | #VALUE! | #VALUE! | #VALUE! | #VALUE! | #VALUE! | #VALUE! | #VALUE! | #VALUE! | #VALUE! | #VALUE! | #VALUE! | #VALUE! | #VALUE! | #VALUE! | #VALUE! | #VALUE! | #VALUE!
| 25th |  | #VALUE! | #VALUE! | #VALUE! | #VALUE! | #VALUE! | #VALUE! | #VALUE! | #VALUE! | #VALUE! | #VALUE! | #VALUE! | #VALUE! | #VALUE! | #VALUE! | #VALUE! | #VALUE! | #VALUE! | #VALUE! | #VALUE! | #VALUE! | #VALUE! | #VALUE! | #VALUE! | #VALUE! | #VALUE! | #VALUE! | #VALUE! | #VALUE! | #VALUE! | #VALUE! | #VALUE! | #VALUE! | #VALUE! | #VALUE! | #VALUE! | #VALUE! | #VALUE! | #VALUE! | #VALUE! | #VALUE! | #VALUE! | #VALUE! | #VALUE! | #VALUE! | #VALUE! | #VALUE! | #VALUE! | #VALUE! | #VALUE! | #VALUE! | #VALUE! | #VALUE! | #VALUE! | #VALUE! | #VALUE! | #VALUE! | #VALUE! | #VALUE! | #VALUE! | #VALUE! | #VALUE! | #VALUE! | #VALUE! | #VALUE! | #VALUE! | #VALUE! | #VALUE! | #VALUE! | #VALUE! | #VALUE! | #VALUE! | #VALUE! | #VALUE! | #VALUE! | #VALUE! | #VALUE! | #VALUE! | #VALUE! | #VALUE! | #VALUE! | #VALUE! | #VALUE! | #VALUE! | #VALUE! | #VALUE! | #VALUE! | #VALUE! | #VALUE! | #VALUE! | #VALUE! | #VALUE! | #VALUE! | #VALUE! | #VALUE! | #VALUE! | #VALUE! | #VALUE! | #VALUE! | #VALUE! | #VALUE! | #VALUE! | #VALUE! | #VALUE! | #VALUE! | #VALUE! | #VALUE! | #VALUE! | #VALUE! | #VALUE! | #VALUE! | #VALUE!
| 75th |  | #VALUE! | #VALUE! | #VALUE! | #VALUE! | #VALUE! | #VALUE! | #VALUE! | #VALUE! | #VALUE! | #VALUE! | #VALUE! | #VALUE! | #VALUE! | #VALUE! | #VALUE! | #VALUE! | #VALUE! | #VALUE! | #VALUE! | #VALUE! | #VALUE! | #VALUE! | #VALUE! | #VALUE! | #VALUE! | #VALUE! | #VALUE! | #VALUE! | #VALUE! | #VALUE! | #VALUE! | #VALUE! | #VALUE! | #VALUE! | #VALUE! | #VALUE! | #VALUE! | #VALUE! | #VALUE! | #VALUE! | #VALUE! | #VALUE! | #VALUE! | #VALUE! | #VALUE! | #VALUE! | #VALUE! | #VALUE! | #VALUE! | #VALUE! | #VALUE! | #VALUE! | #VALUE! | #VALUE! | #VALUE! | #VALUE! | #VALUE! | #VALUE! | #VALUE! | #VALUE! | #VALUE! | #VALUE! | #VALUE! | #VALUE! | #VALUE! | #VALUE! | #VALUE! | #VALUE! | #VALUE! | #VALUE! | #VALUE! | #VALUE! | #VALUE! | #VALUE! | #VALUE! | #VALUE! | #VALUE! | #VALUE! | #VALUE! | #VALUE! | #VALUE! | #VALUE! | #VALUE! | #VALUE! | #VALUE! | #VALUE! | #VALUE! | #VALUE! | #VALUE! | #VALUE! | #VALUE! | #VALUE! | #VALUE! | #VALUE! | #VALUE! | #VALUE! | #VALUE! | #VALUE! | #VALUE! | #VALUE! | #VALUE! | #VALUE! | #VALUE! | #VALUE! | #VALUE! | #VALUE! | #VALUE! | #VALUE! | #VALUE! | #VALUE! | #VALUE!
| 90th |  | #VALUE! | #VALUE! | #VALUE! | #VALUE! | #VALUE! | #VALUE! | #VALUE! | #VALUE! | #VALUE! | #VALUE! | #VALUE! | #VALUE! | #VALUE! | #VALUE! | #VALUE! | #VALUE! | #VALUE! | #VALUE! | #VALUE! | #VALUE! | #VALUE! | #VALUE! | #VALUE! | #VALUE! | #VALUE! | #VALUE! | #VALUE! | #VALUE! | #VALUE! | #VALUE! | #VALUE! | #VALUE! | #VALUE! | #VALUE! | #VALUE! | #VALUE! | #VALUE! | #VALUE! | #VALUE! | #VALUE! | #VALUE! | #VALUE! | #VALUE! | #VALUE! | #VALUE! | #VALUE! | #VALUE! | #VALUE! | #VALUE! | #VALUE! | #VALUE! | #VALUE! | #VALUE! | #VALUE! | #VALUE! | #VALUE! | #VALUE! | #VALUE! | #VALUE! | #VALUE! | #VALUE! | #VALUE! | #VALUE! | #VALUE! | #VALUE! | #VALUE! | #VALUE! | #VALUE! | #VALUE! | #VALUE! | #VALUE! | #VALUE! | #VALUE! | #VALUE! | #VALUE! | #VALUE! | #VALUE! | #VALUE! | #VALUE! | #VALUE! | #VALUE! | #VALUE! | #VALUE! | #VALUE! | #VALUE! | #VALUE! | #VALUE! | #VALUE! | #VALUE! | #VALUE! | #VALUE! | #VALUE! | #VALUE! | #VALUE! | #VALUE! | #VALUE! | #VALUE! | #VALUE! | #VALUE! | #VALUE! | #VALUE! | #VALUE! | #VALUE! | #VALUE! | #VALUE! | #VALUE! | #VALUE! | #VALUE! | #VALUE! | #VALUE! | #VALUE!
| % > 20 |  | 0 | 0 | 0 | 0 | 0 | 0 | 0 | 0 | 0 | 0 | 0 | 0 | 0 | 0 | 0 | 0 | 0 | 0 | 0 | 0 | 0 | 0 | 0 | 0 | 0 | 0 | 0 | 0 | 0 | 0 | 0 | 0 | 0 | 0 | 0 | 0 | 0 | 0 | 0 | 0 | 0 | 0 | 0 | 0 | 0 | 0 | 0 | 0 | 0 | 0 | 0 | 0 | 0 | 0 | 0 | 0 | 0 | 0 | 0 | 0 | 0 | 0 | 0 | 0 | 0 | 0 | 0 | 0 | 0 | 0 | 0 | 0 | 0 | 0 | 0 | 0 | 0 | 0 | 0 | 0 | 0 | 0 | 0 | 0 | 0 | 0 | 0 | 0 | 0 | 0 | 0 | 0 | 0 | 0 | 0 | 0 | 0 | 0 | 0 | 0 | 0 | 0 | 0 | 0 | 0 | 0 | 0 | 0 | 0 | 0 | 0
| % > 22 |  | 0 | 0 | 0 | 0 | 0 | 0 | 0 | 0 | 0 | 0 | 0 | 0 | 0 | 0 | 0 | 0 | 0 | 0 | 0 | 0 | 0 | 0 | 0 | 0 | 0 | 0 | 0 | 0 | 0 | 0 | 0 | 0 | 0 | 0 | 0 | 0 | 0 | 0 | 0 | 0 | 0 | 0 | 0 | 0 | 0 | 0 | 0 | 0 | 0 | 0 | 0 | 0 | 0 | 0 | 0 | 0 | 0 | 0 | 0 | 0 | 0 | 0 | 0 | 0 | 0 | 0 | 0 | 0 | 0 | 0 | 0 | 0 | 0 | 0 | 0 | 0 | 0 | 0 | 0 | 0 | 0 | 0 | 0 | 0 | 0 | 0 | 0 | 0 | 0 | 0 | 0 | 0 | 0 | 0 | 0 | 0 | 0 | 0 | 0 | 0 | 0 | 0 | 0 | 0 | 0 | 0 | 0 | 0 | 0 | 0 | 0
| % > 24 |  | 0 | 0 | 0 | 0 | 0 | 0 | 0 | 0 | 0 | 0 | 0 | 0 | 0 | 0 | 0 | 0 | 0 | 0 | 0 | 0 | 0 | 0 | 0 | 0 | 0 | 0 | 0 | 0 | 0 | 0 | 0 | 0 | 0 | 0 | 0 | 0 | 0 | 0 | 0 | 0 | 0 | 0 | 0 | 0 | 0 | 0 | 0 | 0 | 0 | 0 | 0 | 0 | 0 | 0 | 0 | 0 | 0 | 0 | 0 | 0 | 0 | 0 | 0 | 0 | 0 | 0 | 0 | 0 | 0 | 0 | 0 | 0 | 0 | 0 | 0 | 0 | 0 | 0 | 0 | 0 | 0 | 0 | 0 | 0 | 0 | 0 | 0 | 0 | 0 | 0 | 0 | 0 | 0 | 0 | 0 | 0 | 0 | 0 | 0 | 0 | 0 | 0 | 0 | 0 | 0 | 0 | 0 | 0 | 0 | 0 | 0
| % > 26 |  | 0 | 0 | 0 | 0 | 0 | 0 | 0 | 0 | 0 | 0 | 0 | 0 | 0 | 0 | 0 | 0 | 0 | 0 | 0 | 0 | 0 | 0 | 0 | 0 | 0 | 0 | 0 | 0 | 0 | 0 | 0 | 0 | 0 | 0 | 0 | 0 | 0 | 0 | 0 | 0 | 0 | 0 | 0 | 0 | 0 | 0 | 0 | 0 | 0 | 0 | 0 | 0 | 0 | 0 | 0 | 0 | 0 | 0 | 0 | 0 | 0 | 0 | 0 | 0 | 0 | 0 | 0 | 0 | 0 | 0 | 0 | 0 | 0 | 0 | 0 | 0 | 0 | 0 | 0 | 0 | 0 | 0 | 0 | 0 | 0 | 0 | 0 | 0 | 0 | 0 | 0 | 0 | 0 | 0 | 0 | 0 | 0 | 0 | 0 | 0 | 0 | 0 | 0 | 0 | 0 | 0 | 0 | 0 | 0 | 0 | 0
MEAD ELEVATION | avg |  | #DIV/0! | #DIV/0! | #DIV/0! | #DIV/0! | #DIV/0! | #DIV/0! | #DIV/0! | #DIV/0! | #DIV/0! | #DIV/0! | #DIV/0! | #DIV/0! | #DIV/0! | #DIV/0! | #DIV/0! | #DIV/0! | #DIV/0! | #DIV/0! | #DIV/0! | #DIV/0! | #DIV/0! | #DIV/0! | #DIV/0! | #DIV/0! | #DIV/0! | #DIV/0! | #DIV/0! | #DIV/0! | #DIV/0! | #DIV/0! | #DIV/0! | #DIV/0! | #DIV/0! | #DIV/0! | #DIV/0! | #DIV/0! | #DIV/0! | #DIV/0! | #DIV/0! | #DIV/0! | #DIV/0! | #DIV/0! | #DIV/0! | #DIV/0! | #DIV/0! | #DIV/0! | #DIV/0! | #DIV/0! | #DIV/0! | #DIV/0! | #DIV/0! | #DIV/0! | #DIV/0! | #DIV/0! | #DIV/0! | #DIV/0! | #DIV/0! | #DIV/0! | #DIV/0! | #DIV/0! | #DIV/0! | #DIV/0! | #DIV/0! | #DIV/0! | #DIV/0! | #DIV/0! | #DIV/0! | #DIV/0! | #DIV/0! | #DIV/0! | #DIV/0! | #DIV/0! | #DIV/0! | #DIV/0! | #DIV/0! | #DIV/0! | #DIV/0! | #DIV/0! | #DIV/0! | #DIV/0! | #DIV/0! | #DIV/0! | #DIV/0! | #DIV/0! | #DIV/0! | #DIV/0! | #DIV/0! | #DIV/0! | #DIV/0! | #DIV/0! | #DIV/0! | #DIV/0! | #DIV/0! | #DIV/0! | #DIV/0! | #DIV/0! | #DIV/0! | #DIV/0! | #DIV/0! | #DIV/0! | #DIV/0! | #DIV/0! | #DIV/0! | #DIV/0! | #DIV/0! | #DIV/0! | #DIV/0! | #DIV/0! | #DIV/0! | #DIV/0! | #DIV/0!
| median |  | #VALUE! | #VALUE! | #VALUE! | #VALUE! | #VALUE! | #VALUE! | #VALUE! | #VALUE! | #VALUE! | #VALUE! | #VALUE! | #VALUE! | #VALUE! | #VALUE! | #VALUE! | #VALUE! | #VALUE! | #VALUE! | #VALUE! | #VALUE! | #VALUE! | #VALUE! | #VALUE! | #VALUE! | #VALUE! | #VALUE! | #VALUE! | #VALUE! | #VALUE! | #VALUE! | #VALUE! | #VALUE! | #VALUE! | #VALUE! | #VALUE! | #VALUE! | #VALUE! | #VALUE! | #VALUE! | #VALUE! | #VALUE! | #VALUE! | #VALUE! | #VALUE! | #VALUE! | #VALUE! | #VALUE! | #VALUE! | #VALUE! | #VALUE! | #VALUE! | #VALUE! | #VALUE! | #VALUE! | #VALUE! | #VALUE! | #VALUE! | #VALUE! | #VALUE! | #VALUE! | #VALUE! | #VALUE! | #VALUE! | #VALUE! | #VALUE! | #VALUE! | #VALUE! | #VALUE! | #VALUE! | #VALUE! | #VALUE! | #VALUE! | #VALUE! | #VALUE! | #VALUE! | #VALUE! | #VALUE! | #VALUE! | #VALUE! | #VALUE! | #VALUE! | #VALUE! | #VALUE! | #VALUE! | #VALUE! | #VALUE! | #VALUE! | #VALUE! | #VALUE! | #VALUE! | #VALUE! | #VALUE! | #VALUE! | #VALUE! | #VALUE! | #VALUE! | #VALUE! | #VALUE! | #VALUE! | #VALUE! | #VALUE! | #VALUE! | #VALUE! | #VALUE! | #VALUE! | #VALUE! | #VALUE! | #VALUE! | #VALUE! | #VALUE! | #VALUE!
| 10th |  | #VALUE! | #VALUE! | #VALUE! | #VALUE! | #VALUE! | #VALUE! | #VALUE! | #VALUE! | #VALUE! | #VALUE! | #VALUE! | #VALUE! | #VALUE! | #VALUE! | #VALUE! | #VALUE! | #VALUE! | #VALUE! | #VALUE! | #VALUE! | #VALUE! | #VALUE! | #VALUE! | #VALUE! | #VALUE! | #VALUE! | #VALUE! | #VALUE! | #VALUE! | #VALUE! | #VALUE! | #VALUE! | #VALUE! | #VALUE! | #VALUE! | #VALUE! | #VALUE! | #VALUE! | #VALUE! | #VALUE! | #VALUE! | #VALUE! | #VALUE! | #VALUE! | #VALUE! | #VALUE! | #VALUE! | #VALUE! | #VALUE! | #VALUE! | #VALUE! | #VALUE! | #VALUE! | #VALUE! | #VALUE! | #VALUE! | #VALUE! | #VALUE! | #VALUE! | #VALUE! | #VALUE! | #VALUE! | #VALUE! | #VALUE! | #VALUE! | #VALUE! | #VALUE! | #VALUE! | #VALUE! | #VALUE! | #VALUE! | #VALUE! | #VALUE! | #VALUE! | #VALUE! | #VALUE! | #VALUE! | #VALUE! | #VALUE! | #VALUE! | #VALUE! | #VALUE! | #VALUE! | #VALUE! | #VALUE! | #VALUE! | #VALUE! | #VALUE! | #VALUE! | #VALUE! | #VALUE! | #VALUE! | #VALUE! | #VALUE! | #VALUE! | #VALUE! | #VALUE! | #VALUE! | #VALUE! | #VALUE! | #VALUE! | #VALUE! | #VALUE! | #VALUE! | #VALUE! | #VALUE! | #VALUE! | #VALUE! | #VALUE! | #VALUE! | #VALUE!
| 25th |  | #VALUE! | #VALUE! | #VALUE! | #VALUE! | #VALUE! | #VALUE! | #VALUE! | #VALUE! | #VALUE! | #VALUE! | #VALUE! | #VALUE! | #VALUE! | #VALUE! | #VALUE! | #VALUE! | #VALUE! | #VALUE! | #VALUE! | #VALUE! | #VALUE! | #VALUE! | #VALUE! | #VALUE! | #VALUE! | #VALUE! | #VALUE! | #VALUE! | #VALUE! | #VALUE! | #VALUE! | #VALUE! | #VALUE! | #VALUE! | #VALUE! | #VALUE! | #VALUE! | #VALUE! | #VALUE! | #VALUE! | #VALUE! | #VALUE! | #VALUE! | #VALUE! | #VALUE! | #VALUE! | #VALUE! | #VALUE! | #VALUE! | #VALUE! | #VALUE! | #VALUE! | #VALUE! | #VALUE! | #VALUE! | #VALUE! | #VALUE! | #VALUE! | #VALUE! | #VALUE! | #VALUE! | #VALUE! | #VALUE! | #VALUE! | #VALUE! | #VALUE! | #VALUE! | #VALUE! | #VALUE! | #VALUE! | #VALUE! | #VALUE! | #VALUE! | #VALUE! | #VALUE! | #VALUE! | #VALUE! | #VALUE! | #VALUE! | #VALUE! | #VALUE! | #VALUE! | #VALUE! | #VALUE! | #VALUE! | #VALUE! | #VALUE! | #VALUE! | #VALUE! | #VALUE! | #VALUE! | #VALUE! | #VALUE! | #VALUE! | #VALUE! | #VALUE! | #VALUE! | #VALUE! | #VALUE! | #VALUE! | #VALUE! | #VALUE! | #VALUE! | #VALUE! | #VALUE! | #VALUE! | #VALUE! | #VALUE! | #VALUE! | #VALUE! | #VALUE!
| 75th |  | #VALUE! | #VALUE! | #VALUE! | #VALUE! | #VALUE! | #VALUE! | #VALUE! | #VALUE! | #VALUE! | #VALUE! | #VALUE! | #VALUE! | #VALUE! | #VALUE! | #VALUE! | #VALUE! | #VALUE! | #VALUE! | #VALUE! | #VALUE! | #VALUE! | #VALUE! | #VALUE! | #VALUE! | #VALUE! | #VALUE! | #VALUE! | #VALUE! | #VALUE! | #VALUE! | #VALUE! | #VALUE! | #VALUE! | #VALUE! | #VALUE! | #VALUE! | #VALUE! | #VALUE! | #VALUE! | #VALUE! | #VALUE! | #VALUE! | #VALUE! | #VALUE! | #VALUE! | #VALUE! | #VALUE! | #VALUE! | #VALUE! | #VALUE! | #VALUE! | #VALUE! | #VALUE! | #VALUE! | #VALUE! | #VALUE! | #VALUE! | #VALUE! | #VALUE! | #VALUE! | #VALUE! | #VALUE! | #VALUE! | #VALUE! | #VALUE! | #VALUE! | #VALUE! | #VALUE! | #VALUE! | #VALUE! | #VALUE! | #VALUE! | #VALUE! | #VALUE! | #VALUE! | #VALUE! | #VALUE! | #VALUE! | #VALUE! | #VALUE! | #VALUE! | #VALUE! | #VALUE! | #VALUE! | #VALUE! | #VALUE! | #VALUE! | #VALUE! | #VALUE! | #VALUE! | #VALUE! | #VALUE! | #VALUE! | #VALUE! | #VALUE! | #VALUE! | #VALUE! | #VALUE! | #VALUE! | #VALUE! | #VALUE! | #VALUE! | #VALUE! | #VALUE! | #VALUE! | #VALUE! | #VALUE! | #VALUE! | #VALUE! | #VALUE! | #VALUE!
| 90th |  | #VALUE! | #VALUE! | #VALUE! | #VALUE! | #VALUE! | #VALUE! | #VALUE! | #VALUE! | #VALUE! | #VALUE! | #VALUE! | #VALUE! | #VALUE! | #VALUE! | #VALUE! | #VALUE! | #VALUE! | #VALUE! | #VALUE! | #VALUE! | #VALUE! | #VALUE! | #VALUE! | #VALUE! | #VALUE! | #VALUE! | #VALUE! | #VALUE! | #VALUE! | #VALUE! | #VALUE! | #VALUE! | #VALUE! | #VALUE! | #VALUE! | #VALUE! | #VALUE! | #VALUE! | #VALUE! | #VALUE! | #VALUE! | #VALUE! | #VALUE! | #VALUE! | #VALUE! | #VALUE! | #VALUE! | #VALUE! | #VALUE! | #VALUE! | #VALUE! | #VALUE! | #VALUE! | #VALUE! | #VALUE! | #VALUE! | #VALUE! | #VALUE! | #VALUE! | #VALUE! | #VALUE! | #VALUE! | #VALUE! | #VALUE! | #VALUE! | #VALUE! | #VALUE! | #VALUE! | #VALUE! | #VALUE! | #VALUE! | #VALUE! | #VALUE! | #VALUE! | #VALUE! | #VALUE! | #VALUE! | #VALUE! | #VALUE! | #VALUE! | #VALUE! | #VALUE! | #VALUE! | #VALUE! | #VALUE! | #VALUE! | #VALUE! | #VALUE! | #VALUE! | #VALUE! | #VALUE! | #VALUE! | #VALUE! | #VALUE! | #VALUE! | #VALUE! | #VALUE! | #VALUE! | #VALUE! | #VALUE! | #VALUE! | #VALUE! | #VALUE! | #VALUE! | #VALUE! | #VALUE! | #VALUE! | #VALUE! | #VALUE! | #VALUE! | #VALUE!
MEAD EVAP | avg |  | #DIV/0! | #DIV/0! | #DIV/0! | #DIV/0! | #DIV/0! | #DIV/0! | #DIV/0! | #DIV/0! | #DIV/0! | #DIV/0! | #DIV/0! | #DIV/0! | #DIV/0! | #DIV/0! | #DIV/0! | #DIV/0! | #DIV/0! | #DIV/0! | #DIV/0! | #DIV/0! | #DIV/0! | #DIV/0! | #DIV/0! | #DIV/0! | #DIV/0! | #DIV/0! | #DIV/0! | #DIV/0! | #DIV/0! | #DIV/0! | #DIV/0! | #DIV/0! | #DIV/0! | #DIV/0! | #DIV/0! | #DIV/0! | #DIV/0! | #DIV/0! | #DIV/0! | #DIV/0! | #DIV/0! | #DIV/0! | #DIV/0! | #DIV/0! | #DIV/0! | #DIV/0! | #DIV/0! | #DIV/0! | #DIV/0! | #DIV/0! | #DIV/0! | #DIV/0! | #DIV/0! | #DIV/0! | #DIV/0! | #DIV/0! | #DIV/0! | #DIV/0! | #DIV/0! | #DIV/0! | #DIV/0! | #DIV/0! | #DIV/0! | #DIV/0! | #DIV/0! | #DIV/0! | #DIV/0! | #DIV/0! | #DIV/0! | #DIV/0! | #DIV/0! | #DIV/0! | #DIV/0! | #DIV/0! | #DIV/0! | #DIV/0! | #DIV/0! | #DIV/0! | #DIV/0! | #DIV/0! | #DIV/0! | #DIV/0! | #DIV/0! | #DIV/0! | #DIV/0! | #DIV/0! | #DIV/0! | #DIV/0! | #DIV/0! | #DIV/0! | #DIV/0! | #DIV/0! | #DIV/0! | #DIV/0! | #DIV/0! | #DIV/0! | #DIV/0! | #DIV/0! | #DIV/0! | #DIV/0! | #DIV/0! | #DIV/0! | #DIV/0! | #DIV/0! | #DIV/0! | #DIV/0! | #DIV/0! | #DIV/0! | #DIV/0! | #DIV/0! | #DIV/0!
| median |  | #VALUE! | #VALUE! | #VALUE! | #VALUE! | #VALUE! | #VALUE! | #VALUE! | #VALUE! | #VALUE! | #VALUE! | #VALUE! | #VALUE! | #VALUE! | #VALUE! | #VALUE! | #VALUE! | #VALUE! | #VALUE! | #VALUE! | #VALUE! | #VALUE! | #VALUE! | #VALUE! | #VALUE! | #VALUE! | #VALUE! | #VALUE! | #VALUE! | #VALUE! | #VALUE! | #VALUE! | #VALUE! | #VALUE! | #VALUE! | #VALUE! | #VALUE! | #VALUE! | #VALUE! | #VALUE! | #VALUE! | #VALUE! | #VALUE! | #VALUE! | #VALUE! | #VALUE! | #VALUE! | #VALUE! | #VALUE! | #VALUE! | #VALUE! | #VALUE! | #VALUE! | #VALUE! | #VALUE! | #VALUE! | #VALUE! | #VALUE! | #VALUE! | #VALUE! | #VALUE! | #VALUE! | #VALUE! | #VALUE! | #VALUE! | #VALUE! | #VALUE! | #VALUE! | #VALUE! | #VALUE! | #VALUE! | #VALUE! | #VALUE! | #VALUE! | #VALUE! | #VALUE! | #VALUE! | #VALUE! | #VALUE! | #VALUE! | #VALUE! | #VALUE! | #VALUE! | #VALUE! | #VALUE! | #VALUE! | #VALUE! | #VALUE! | #VALUE! | #VALUE! | #VALUE! | #VALUE! | #VALUE! | #VALUE! | #VALUE! | #VALUE! | #VALUE! | #VALUE! | #VALUE! | #VALUE! | #VALUE! | #VALUE! | #VALUE! | #VALUE! | #VALUE! | #VALUE! | #VALUE! | #VALUE! | #VALUE! | #VALUE! | #VALUE! | #VALUE!
| 10th |  | #VALUE! | #VALUE! | #VALUE! | #VALUE! | #VALUE! | #VALUE! | #VALUE! | #VALUE! | #VALUE! | #VALUE! | #VALUE! | #VALUE! | #VALUE! | #VALUE! | #VALUE! | #VALUE! | #VALUE! | #VALUE! | #VALUE! | #VALUE! | #VALUE! | #VALUE! | #VALUE! | #VALUE! | #VALUE! | #VALUE! | #VALUE! | #VALUE! | #VALUE! | #VALUE! | #VALUE! | #VALUE! | #VALUE! | #VALUE! | #VALUE! | #VALUE! | #VALUE! | #VALUE! | #VALUE! | #VALUE! | #VALUE! | #VALUE! | #VALUE! | #VALUE! | #VALUE! | #VALUE! | #VALUE! | #VALUE! | #VALUE! | #VALUE! | #VALUE! | #VALUE! | #VALUE! | #VALUE! | #VALUE! | #VALUE! | #VALUE! | #VALUE! | #VALUE! | #VALUE! | #VALUE! | #VALUE! | #VALUE! | #VALUE! | #VALUE! | #VALUE! | #VALUE! | #VALUE! | #VALUE! | #VALUE! | #VALUE! | #VALUE! | #VALUE! | #VALUE! | #VALUE! | #VALUE! | #VALUE! | #VALUE! | #VALUE! | #VALUE! | #VALUE! | #VALUE! | #VALUE! | #VALUE! | #VALUE! | #VALUE! | #VALUE! | #VALUE! | #VALUE! | #VALUE! | #VALUE! | #VALUE! | #VALUE! | #VALUE! | #VALUE! | #VALUE! | #VALUE! | #VALUE! | #VALUE! | #VALUE! | #VALUE! | #VALUE! | #VALUE! | #VALUE! | #VALUE! | #VALUE! | #VALUE! | #VALUE! | #VALUE! | #VALUE! | #VALUE!
| 25th |  | #VALUE! | #VALUE! | #VALUE! | #VALUE! | #VALUE! | #VALUE! | #VALUE! | #VALUE! | #VALUE! | #VALUE! | #VALUE! | #VALUE! | #VALUE! | #VALUE! | #VALUE! | #VALUE! | #VALUE! | #VALUE! | #VALUE! | #VALUE! | #VALUE! | #VALUE! | #VALUE! | #VALUE! | #VALUE! | #VALUE! | #VALUE! | #VALUE! | #VALUE! | #VALUE! | #VALUE! | #VALUE! | #VALUE! | #VALUE! | #VALUE! | #VALUE! | #VALUE! | #VALUE! | #VALUE! | #VALUE! | #VALUE! | #VALUE! | #VALUE! | #VALUE! | #VALUE! | #VALUE! | #VALUE! | #VALUE! | #VALUE! | #VALUE! | #VALUE! | #VALUE! | #VALUE! | #VALUE! | #VALUE! | #VALUE! | #VALUE! | #VALUE! | #VALUE! | #VALUE! | #VALUE! | #VALUE! | #VALUE! | #VALUE! | #VALUE! | #VALUE! | #VALUE! | #VALUE! | #VALUE! | #VALUE! | #VALUE! | #VALUE! | #VALUE! | #VALUE! | #VALUE! | #VALUE! | #VALUE! | #VALUE! | #VALUE! | #VALUE! | #VALUE! | #VALUE! | #VALUE! | #VALUE! | #VALUE! | #VALUE! | #VALUE! | #VALUE! | #VALUE! | #VALUE! | #VALUE! | #VALUE! | #VALUE! | #VALUE! | #VALUE! | #VALUE! | #VALUE! | #VALUE! | #VALUE! | #VALUE! | #VALUE! | #VALUE! | #VALUE! | #VALUE! | #VALUE! | #VALUE! | #VALUE! | #VALUE! | #VALUE! | #VALUE! | #VALUE!
| 75th |  | #VALUE! | #VALUE! | #VALUE! | #VALUE! | #VALUE! | #VALUE! | #VALUE! | #VALUE! | #VALUE! | #VALUE! | #VALUE! | #VALUE! | #VALUE! | #VALUE! | #VALUE! | #VALUE! | #VALUE! | #VALUE! | #VALUE! | #VALUE! | #VALUE! | #VALUE! | #VALUE! | #VALUE! | #VALUE! | #VALUE! | #VALUE! | #VALUE! | #VALUE! | #VALUE! | #VALUE! | #VALUE! | #VALUE! | #VALUE! | #VALUE! | #VALUE! | #VALUE! | #VALUE! | #VALUE! | #VALUE! | #VALUE! | #VALUE! | #VALUE! | #VALUE! | #VALUE! | #VALUE! | #VALUE! | #VALUE! | #VALUE! | #VALUE! | #VALUE! | #VALUE! | #VALUE! | #VALUE! | #VALUE! | #VALUE! | #VALUE! | #VALUE! | #VALUE! | #VALUE! | #VALUE! | #VALUE! | #VALUE! | #VALUE! | #VALUE! | #VALUE! | #VALUE! | #VALUE! | #VALUE! | #VALUE! | #VALUE! | #VALUE! | #VALUE! | #VALUE! | #VALUE! | #VALUE! | #VALUE! | #VALUE! | #VALUE! | #VALUE! | #VALUE! | #VALUE! | #VALUE! | #VALUE! | #VALUE! | #VALUE! | #VALUE! | #VALUE! | #VALUE! | #VALUE! | #VALUE! | #VALUE! | #VALUE! | #VALUE! | #VALUE! | #VALUE! | #VALUE! | #VALUE! | #VALUE! | #VALUE! | #VALUE! | #VALUE! | #VALUE! | #VALUE! | #VALUE! | #VALUE! | #VALUE! | #VALUE! | #VALUE! | #VALUE! | #VALUE!
| 90th |  | #VALUE! | #VALUE! | #VALUE! | #VALUE! | #VALUE! | #VALUE! | #VALUE! | #VALUE! | #VALUE! | #VALUE! | #VALUE! | #VALUE! | #VALUE! | #VALUE! | #VALUE! | #VALUE! | #VALUE! | #VALUE! | #VALUE! | #VALUE! | #VALUE! | #VALUE! | #VALUE! | #VALUE! | #VALUE! | #VALUE! | #VALUE! | #VALUE! | #VALUE! | #VALUE! | #VALUE! | #VALUE! | #VALUE! | #VALUE! | #VALUE! | #VALUE! | #VALUE! | #VALUE! | #VALUE! | #VALUE! | #VALUE! | #VALUE! | #VALUE! | #VALUE! | #VALUE! | #VALUE! | #VALUE! | #VALUE! | #VALUE! | #VALUE! | #VALUE! | #VALUE! | #VALUE! | #VALUE! | #VALUE! | #VALUE! | #VALUE! | #VALUE! | #VALUE! | #VALUE! | #VALUE! | #VALUE! | #VALUE! | #VALUE! | #VALUE! | #VALUE! | #VALUE! | #VALUE! | #VALUE! | #VALUE! | #VALUE! | #VALUE! | #VALUE! | #VALUE! | #VALUE! | #VALUE! | #VALUE! | #VALUE! | #VALUE! | #VALUE! | #VALUE! | #VALUE! | #VALUE! | #VALUE! | #VALUE! | #VALUE! | #VALUE! | #VALUE! | #VALUE! | #VALUE! | #VALUE! | #VALUE! | #VALUE! | #VALUE! | #VALUE! | #VALUE! | #VALUE! | #VALUE! | #VALUE! | #VALUE! | #VALUE! | #VALUE! | #VALUE! | #VALUE! | #VALUE! | #VALUE! | #VALUE! | #VALUE! | #VALUE! | #VALUE! | #VALUE!
MEAD RELEASE | avg |  | #DIV/0! | #DIV/0! | #DIV/0! | #DIV/0! | #DIV/0! | #DIV/0! | #DIV/0! | #DIV/0! | #DIV/0! | #DIV/0! | #DIV/0! | #DIV/0! | #DIV/0! | #DIV/0! | #DIV/0! | #DIV/0! | #DIV/0! | #DIV/0! | #DIV/0! | #DIV/0! | #DIV/0! | #DIV/0! | #DIV/0! | #DIV/0! | #DIV/0! | #DIV/0! | #DIV/0! | #DIV/0! | #DIV/0! | #DIV/0! | #DIV/0! | #DIV/0! | #DIV/0! | #DIV/0! | #DIV/0! | #DIV/0! | #DIV/0! | #DIV/0! | #DIV/0! | #DIV/0! | #DIV/0! | #DIV/0! | #DIV/0! | #DIV/0! | #DIV/0! | #DIV/0! | #DIV/0! | #DIV/0! | #DIV/0! | #DIV/0! | #DIV/0! | #DIV/0! | #DIV/0! | #DIV/0! | #DIV/0! | #DIV/0! | #DIV/0! | #DIV/0! | #DIV/0! | #DIV/0! | #DIV/0! | #DIV/0! | #DIV/0! | #DIV/0! | #DIV/0! | #DIV/0! | #DIV/0! | #DIV/0! | #DIV/0! | #DIV/0! | #DIV/0! | #DIV/0! | #DIV/0! | #DIV/0! | #DIV/0! | #DIV/0! | #DIV/0! | #DIV/0! | #DIV/0! | #DIV/0! | #DIV/0! | #DIV/0! | #DIV/0! | #DIV/0! | #DIV/0! | #DIV/0! | #DIV/0! | #DIV/0! | #DIV/0! | #DIV/0! | #DIV/0! | #DIV/0! | #DIV/0! | #DIV/0! | #DIV/0! | #DIV/0! | #DIV/0! | #DIV/0! | #DIV/0! | #DIV/0! | #DIV/0! | #DIV/0! | #DIV/0! | #DIV/0! | #DIV/0! | #DIV/0! | #DIV/0! | #DIV/0! | #DIV/0! | #DIV/0! | #DIV/0!
| median |  | #VALUE! | #VALUE! | #VALUE! | #VALUE! | #VALUE! | #VALUE! | #VALUE! | #VALUE! | #VALUE! | #VALUE! | #VALUE! | #VALUE! | #VALUE! | #VALUE! | #VALUE! | #VALUE! | #VALUE! | #VALUE! | #VALUE! | #VALUE! | #VALUE! | #VALUE! | #VALUE! | #VALUE! | #VALUE! | #VALUE! | #VALUE! | #VALUE! | #VALUE! | #VALUE! | #VALUE! | #VALUE! | #VALUE! | #VALUE! | #VALUE! | #VALUE! | #VALUE! | #VALUE! | #VALUE! | #VALUE! | #VALUE! | #VALUE! | #VALUE! | #VALUE! | #VALUE! | #VALUE! | #VALUE! | #VALUE! | #VALUE! | #VALUE! | #VALUE! | #VALUE! | #VALUE! | #VALUE! | #VALUE! | #VALUE! | #VALUE! | #VALUE! | #VALUE! | #VALUE! | #VALUE! | #VALUE! | #VALUE! | #VALUE! | #VALUE! | #VALUE! | #VALUE! | #VALUE! | #VALUE! | #VALUE! | #VALUE! | #VALUE! | #VALUE! | #VALUE! | #VALUE! | #VALUE! | #VALUE! | #VALUE! | #VALUE! | #VALUE! | #VALUE! | #VALUE! | #VALUE! | #VALUE! | #VALUE! | #VALUE! | #VALUE! | #VALUE! | #VALUE! | #VALUE! | #VALUE! | #VALUE! | #VALUE! | #VALUE! | #VALUE! | #VALUE! | #VALUE! | #VALUE! | #VALUE! | #VALUE! | #VALUE! | #VALUE! | #VALUE! | #VALUE! | #VALUE! | #VALUE! | #VALUE! | #VALUE! | #VALUE! | #VALUE! | #VALUE!
| 10th |  | #VALUE! | #VALUE! | #VALUE! | #VALUE! | #VALUE! | #VALUE! | #VALUE! | #VALUE! | #VALUE! | #VALUE! | #VALUE! | #VALUE! | #VALUE! | #VALUE! | #VALUE! | #VALUE! | #VALUE! | #VALUE! | #VALUE! | #VALUE! | #VALUE! | #VALUE! | #VALUE! | #VALUE! | #VALUE! | #VALUE! | #VALUE! | #VALUE! | #VALUE! | #VALUE! | #VALUE! | #VALUE! | #VALUE! | #VALUE! | #VALUE! | #VALUE! | #VALUE! | #VALUE! | #VALUE! | #VALUE! | #VALUE! | #VALUE! | #VALUE! | #VALUE! | #VALUE! | #VALUE! | #VALUE! | #VALUE! | #VALUE! | #VALUE! | #VALUE! | #VALUE! | #VALUE! | #VALUE! | #VALUE! | #VALUE! | #VALUE! | #VALUE! | #VALUE! | #VALUE! | #VALUE! | #VALUE! | #VALUE! | #VALUE! | #VALUE! | #VALUE! | #VALUE! | #VALUE! | #VALUE! | #VALUE! | #VALUE! | #VALUE! | #VALUE! | #VALUE! | #VALUE! | #VALUE! | #VALUE! | #VALUE! | #VALUE! | #VALUE! | #VALUE! | #VALUE! | #VALUE! | #VALUE! | #VALUE! | #VALUE! | #VALUE! | #VALUE! | #VALUE! | #VALUE! | #VALUE! | #VALUE! | #VALUE! | #VALUE! | #VALUE! | #VALUE! | #VALUE! | #VALUE! | #VALUE! | #VALUE! | #VALUE! | #VALUE! | #VALUE! | #VALUE! | #VALUE! | #VALUE! | #VALUE! | #VALUE! | #VALUE! | #VALUE! | #VALUE!
| 25th |  | #VALUE! | #VALUE! | #VALUE! | #VALUE! | #VALUE! | #VALUE! | #VALUE! | #VALUE! | #VALUE! | #VALUE! | #VALUE! | #VALUE! | #VALUE! | #VALUE! | #VALUE! | #VALUE! | #VALUE! | #VALUE! | #VALUE! | #VALUE! | #VALUE! | #VALUE! | #VALUE! | #VALUE! | #VALUE! | #VALUE! | #VALUE! | #VALUE! | #VALUE! | #VALUE! | #VALUE! | #VALUE! | #VALUE! | #VALUE! | #VALUE! | #VALUE! | #VALUE! | #VALUE! | #VALUE! | #VALUE! | #VALUE! | #VALUE! | #VALUE! | #VALUE! | #VALUE! | #VALUE! | #VALUE! | #VALUE! | #VALUE! | #VALUE! | #VALUE! | #VALUE! | #VALUE! | #VALUE! | #VALUE! | #VALUE! | #VALUE! | #VALUE! | #VALUE! | #VALUE! | #VALUE! | #VALUE! | #VALUE! | #VALUE! | #VALUE! | #VALUE! | #VALUE! | #VALUE! | #VALUE! | #VALUE! | #VALUE! | #VALUE! | #VALUE! | #VALUE! | #VALUE! | #VALUE! | #VALUE! | #VALUE! | #VALUE! | #VALUE! | #VALUE! | #VALUE! | #VALUE! | #VALUE! | #VALUE! | #VALUE! | #VALUE! | #VALUE! | #VALUE! | #VALUE! | #VALUE! | #VALUE! | #VALUE! | #VALUE! | #VALUE! | #VALUE! | #VALUE! | #VALUE! | #VALUE! | #VALUE! | #VALUE! | #VALUE! | #VALUE! | #VALUE! | #VALUE! | #VALUE! | #VALUE! | #VALUE! | #VALUE! | #VALUE! | #VALUE!
| 75th |  | #VALUE! | #VALUE! | #VALUE! | #VALUE! | #VALUE! | #VALUE! | #VALUE! | #VALUE! | #VALUE! | #VALUE! | #VALUE! | #VALUE! | #VALUE! | #VALUE! | #VALUE! | #VALUE! | #VALUE! | #VALUE! | #VALUE! | #VALUE! | #VALUE! | #VALUE! | #VALUE! | #VALUE! | #VALUE! | #VALUE! | #VALUE! | #VALUE! | #VALUE! | #VALUE! | #VALUE! | #VALUE! | #VALUE! | #VALUE! | #VALUE! | #VALUE! | #VALUE! | #VALUE! | #VALUE! | #VALUE! | #VALUE! | #VALUE! | #VALUE! | #VALUE! | #VALUE! | #VALUE! | #VALUE! | #VALUE! | #VALUE! | #VALUE! | #VALUE! | #VALUE! | #VALUE! | #VALUE! | #VALUE! | #VALUE! | #VALUE! | #VALUE! | #VALUE! | #VALUE! | #VALUE! | #VALUE! | #VALUE! | #VALUE! | #VALUE! | #VALUE! | #VALUE! | #VALUE! | #VALUE! | #VALUE! | #VALUE! | #VALUE! | #VALUE! | #VALUE! | #VALUE! | #VALUE! | #VALUE! | #VALUE! | #VALUE! | #VALUE! | #VALUE! | #VALUE! | #VALUE! | #VALUE! | #VALUE! | #VALUE! | #VALUE! | #VALUE! | #VALUE! | #VALUE! | #VALUE! | #VALUE! | #VALUE! | #VALUE! | #VALUE! | #VALUE! | #VALUE! | #VALUE! | #VALUE! | #VALUE! | #VALUE! | #VALUE! | #VALUE! | #VALUE! | #VALUE! | #VALUE! | #VALUE! | #VALUE! | #VALUE! | #VALUE! | #VALUE!
| 90th |  | #VALUE! | #VALUE! | #VALUE! | #VALUE! | #VALUE! | #VALUE! | #VALUE! | #VALUE! | #VALUE! | #VALUE! | #VALUE! | #VALUE! | #VALUE! | #VALUE! | #VALUE! | #VALUE! | #VALUE! | #VALUE! | #VALUE! | #VALUE! | #VALUE! | #VALUE! | #VALUE! | #VALUE! | #VALUE! | #VALUE! | #VALUE! | #VALUE! | #VALUE! | #VALUE! | #VALUE! | #VALUE! | #VALUE! | #VALUE! | #VALUE! | #VALUE! | #VALUE! | #VALUE! | #VALUE! | #VALUE! | #VALUE! | #VALUE! | #VALUE! | #VALUE! | #VALUE! | #VALUE! | #VALUE! | #VALUE! | #VALUE! | #VALUE! | #VALUE! | #VALUE! | #VALUE! | #VALUE! | #VALUE! | #VALUE! | #VALUE! | #VALUE! | #VALUE! | #VALUE! | #VALUE! | #VALUE! | #VALUE! | #VALUE! | #VALUE! | #VALUE! | #VALUE! | #VALUE! | #VALUE! | #VALUE! | #VALUE! | #VALUE! | #VALUE! | #VALUE! | #VALUE! | #VALUE! | #VALUE! | #VALUE! | #VALUE! | #VALUE! | #VALUE! | #VALUE! | #VALUE! | #VALUE! | #VALUE! | #VALUE! | #VALUE! | #VALUE! | #VALUE! | #VALUE! | #VALUE! | #VALUE! | #VALUE! | #VALUE! | #VALUE! | #VALUE! | #VALUE! | #VALUE! | #VALUE! | #VALUE! | #VALUE! | #VALUE! | #VALUE! | #VALUE! | #VALUE! | #VALUE! | #VALUE! | #VALUE! | #VALUE! | #VALUE! | #VALUE!
< 1025' (%) | % |  | #DIV/0! | #DIV/0! | #DIV/0! | #DIV/0! | #DIV/0! | #DIV/0! | #DIV/0! | #DIV/0! | #DIV/0! | #DIV/0! | #DIV/0! | #DIV/0! | #DIV/0! | #DIV/0! | #DIV/0! | #DIV/0! | #DIV/0! | #DIV/0! | #DIV/0! | #DIV/0! | #DIV/0! | #DIV/0! | #DIV/0! | #DIV/0! | #DIV/0! | #DIV/0! | #DIV/0! | #DIV/0! | #DIV/0! | #DIV/0! | #DIV/0! | #DIV/0! | #DIV/0! | #DIV/0! | #DIV/0! | #DIV/0! | #DIV/0! | #DIV/0! | #DIV/0! | #DIV/0! | #DIV/0! | #DIV/0! | #DIV/0! | #DIV/0! | #DIV/0! | #DIV/0! | #DIV/0! | #DIV/0! | #DIV/0! | #DIV/0! | #DIV/0! | #DIV/0! | #DIV/0! | #DIV/0! | #DIV/0! | #DIV/0! | #DIV/0! | #DIV/0! | #DIV/0! | #DIV/0! | #DIV/0! | #DIV/0! | #DIV/0! | #DIV/0! | #DIV/0! | #DIV/0! | #DIV/0! | #DIV/0! | #DIV/0! | #DIV/0! | #DIV/0! | #DIV/0! | #DIV/0! | #DIV/0! | #DIV/0! | #DIV/0! | #DIV/0! | #DIV/0! | #DIV/0! | #DIV/0! | #DIV/0! | #DIV/0! | #DIV/0! | #DIV/0! | #DIV/0! | #DIV/0! | #DIV/0! | #DIV/0! | #DIV/0! | #DIV/0! | #DIV/0! | #DIV/0! | #DIV/0! | #DIV/0! | #DIV/0! | #DIV/0! | #DIV/0! | #DIV/0! | #DIV/0! | #DIV/0! | #DIV/0! | #DIV/0! | #DIV/0! | #DIV/0! | #DIV/0! | #DIV/0! | #DIV/0! | #DIV/0! | #DIV/0! | #DIV/0! | #DIV/0!
< 1050' (%) | % |  | #DIV/0! | #DIV/0! | #DIV/0! | #DIV/0! | #DIV/0! | #DIV/0! | #DIV/0! | #DIV/0! | #DIV/0! | #DIV/0! | #DIV/0! | #DIV/0! | #DIV/0! | #DIV/0! | #DIV/0! | #DIV/0! | #DIV/0! | #DIV/0! | #DIV/0! | #DIV/0! | #DIV/0! | #DIV/0! | #DIV/0! | #DIV/0! | #DIV/0! | #DIV/0! | #DIV/0! | #DIV/0! | #DIV/0! | #DIV/0! | #DIV/0! | #DIV/0! | #DIV/0! | #DIV/0! | #DIV/0! | #DIV/0! | #DIV/0! | #DIV/0! | #DIV/0! | #DIV/0! | #DIV/0! | #DIV/0! | #DIV/0! | #DIV/0! | #DIV/0! | #DIV/0! | #DIV/0! | #DIV/0! | #DIV/0! | #DIV/0! | #DIV/0! | #DIV/0! | #DIV/0! | #DIV/0! | #DIV/0! | #DIV/0! | #DIV/0! | #DIV/0! | #DIV/0! | #DIV/0! | #DIV/0! | #DIV/0! | #DIV/0! | #DIV/0! | #DIV/0! | #DIV/0! | #DIV/0! | #DIV/0! | #DIV/0! | #DIV/0! | #DIV/0! | #DIV/0! | #DIV/0! | #DIV/0! | #DIV/0! | #DIV/0! | #DIV/0! | #DIV/0! | #DIV/0! | #DIV/0! | #DIV/0! | #DIV/0! | #DIV/0! | #DIV/0! | #DIV/0! | #DIV/0! | #DIV/0! | #DIV/0! | #DIV/0! | #DIV/0! | #DIV/0! | #DIV/0! | #DIV/0! | #DIV/0! | #DIV/0! | #DIV/0! | #DIV/0! | #DIV/0! | #DIV/0! | #DIV/0! | #DIV/0! | #DIV/0! | #DIV/0! | #DIV/0! | #DIV/0! | #DIV/0! | #DIV/0! | #DIV/0! | #DIV/0! | #DIV/0! | #DIV/0!
< 1075' (%) | % |  | #DIV/0! | #DIV/0! | #DIV/0! | #DIV/0! | #DIV/0! | #DIV/0! | #DIV/0! | #DIV/0! | #DIV/0! | #DIV/0! | #DIV/0! | #DIV/0! | #DIV/0! | #DIV/0! | #DIV/0! | #DIV/0! | #DIV/0! | #DIV/0! | #DIV/0! | #DIV/0! | #DIV/0! | #DIV/0! | #DIV/0! | #DIV/0! | #DIV/0! | #DIV/0! | #DIV/0! | #DIV/0! | #DIV/0! | #DIV/0! | #DIV/0! | #DIV/0! | #DIV/0! | #DIV/0! | #DIV/0! | #DIV/0! | #DIV/0! | #DIV/0! | #DIV/0! | #DIV/0! | #DIV/0! | #DIV/0! | #DIV/0! | #DIV/0! | #DIV/0! | #DIV/0! | #DIV/0! | #DIV/0! | #DIV/0! | #DIV/0! | #DIV/0! | #DIV/0! | #DIV/0! | #DIV/0! | #DIV/0! | #DIV/0! | #DIV/0! | #DIV/0! | #DIV/0! | #DIV/0! | #DIV/0! | #DIV/0! | #DIV/0! | #DIV/0! | #DIV/0! | #DIV/0! | #DIV/0! | #DIV/0! | #DIV/0! | #DIV/0! | #DIV/0! | #DIV/0! | #DIV/0! | #DIV/0! | #DIV/0! | #DIV/0! | #DIV/0! | #DIV/0! | #DIV/0! | #DIV/0! | #DIV/0! | #DIV/0! | #DIV/0! | #DIV/0! | #DIV/0! | #DIV/0! | #DIV/0! | #DIV/0! | #DIV/0! | #DIV/0! | #DIV/0! | #DIV/0! | #DIV/0! | #DIV/0! | #DIV/0! | #DIV/0! | #DIV/0! | #DIV/0! | #DIV/0! | #DIV/0! | #DIV/0! | #DIV/0! | #DIV/0! | #DIV/0! | #DIV/0! | #DIV/0! | #DIV/0! | #DIV/0! | #DIV/0! | #DIV/0! | #DIV/0!
MEAD LVL 1 SHT | avg |  | #DIV/0! | #DIV/0! | #DIV/0! | #DIV/0! | #DIV/0! | #DIV/0! | #DIV/0! | #DIV/0! | #DIV/0! | #DIV/0! | #DIV/0! | #DIV/0! | #DIV/0! | #DIV/0! | #DIV/0! | #DIV/0! | #DIV/0! | #DIV/0! | #DIV/0! | #DIV/0! | #DIV/0! | #DIV/0! | #DIV/0! | #DIV/0! | #DIV/0! | #DIV/0! | #DIV/0! | #DIV/0! | #DIV/0! | #DIV/0! | #DIV/0! | #DIV/0! | #DIV/0! | #DIV/0! | #DIV/0! | #DIV/0! | #DIV/0! | #DIV/0! | #DIV/0! | #DIV/0! | #DIV/0! | #DIV/0! | #DIV/0! | #DIV/0! | #DIV/0! | #DIV/0! | #DIV/0! | #DIV/0! | #DIV/0! | #DIV/0! | #DIV/0! | #DIV/0! | #DIV/0! | #DIV/0! | #DIV/0! | #DIV/0! | #DIV/0! | #DIV/0! | #DIV/0! | #DIV/0! | #DIV/0! | #DIV/0! | #DIV/0! | #DIV/0! | #DIV/0! | #DIV/0! | #DIV/0! | #DIV/0! | #DIV/0! | #DIV/0! | #DIV/0! | #DIV/0! | #DIV/0! | #DIV/0! | #DIV/0! | #DIV/0! | #DIV/0! | #DIV/0! | #DIV/0! | #DIV/0! | #DIV/0! | #DIV/0! | #DIV/0! | #DIV/0! | #DIV/0! | #DIV/0! | #DIV/0! | #DIV/0! | #DIV/0! | #DIV/0! | #DIV/0! | #DIV/0! | #DIV/0! | #DIV/0! | #DIV/0! | #DIV/0! | #DIV/0! | #DIV/0! | #DIV/0! | #DIV/0! | #DIV/0! | #DIV/0! | #DIV/0! | #DIV/0! | #DIV/0! | #DIV/0! | #DIV/0! | #DIV/0! | #DIV/0! | #DIV/0! | #DIV/0!
| median |  | #VALUE! | #VALUE! | #VALUE! | #VALUE! | #VALUE! | #VALUE! | #VALUE! | #VALUE! | #VALUE! | #VALUE! | #VALUE! | #VALUE! | #VALUE! | #VALUE! | #VALUE! | #VALUE! | #VALUE! | #VALUE! | #VALUE! | #VALUE! | #VALUE! | #VALUE! | #VALUE! | #VALUE! | #VALUE! | #VALUE! | #VALUE! | #VALUE! | #VALUE! | #VALUE! | #VALUE! | #VALUE! | #VALUE! | #VALUE! | #VALUE! | #VALUE! | #VALUE! | #VALUE! | #VALUE! | #VALUE! | #VALUE! | #VALUE! | #VALUE! | #VALUE! | #VALUE! | #VALUE! | #VALUE! | #VALUE! | #VALUE! | #VALUE! | #VALUE! | #VALUE! | #VALUE! | #VALUE! | #VALUE! | #VALUE! | #VALUE! | #VALUE! | #VALUE! | #VALUE! | #VALUE! | #VALUE! | #VALUE! | #VALUE! | #VALUE! | #VALUE! | #VALUE! | #VALUE! | #VALUE! | #VALUE! | #VALUE! | #VALUE! | #VALUE! | #VALUE! | #VALUE! | #VALUE! | #VALUE! | #VALUE! | #VALUE! | #VALUE! | #VALUE! | #VALUE! | #VALUE! | #VALUE! | #VALUE! | #VALUE! | #VALUE! | #VALUE! | #VALUE! | #VALUE! | #VALUE! | #VALUE! | #VALUE! | #VALUE! | #VALUE! | #VALUE! | #VALUE! | #VALUE! | #VALUE! | #VALUE! | #VALUE! | #VALUE! | #VALUE! | #VALUE! | #VALUE! | #VALUE! | #VALUE! | #VALUE! | #VALUE! | #VALUE! | #VALUE!
| 10th |  | #VALUE! | #VALUE! | #VALUE! | #VALUE! | #VALUE! | #VALUE! | #VALUE! | #VALUE! | #VALUE! | #VALUE! | #VALUE! | #VALUE! | #VALUE! | #VALUE! | #VALUE! | #VALUE! | #VALUE! | #VALUE! | #VALUE! | #VALUE! | #VALUE! | #VALUE! | #VALUE! | #VALUE! | #VALUE! | #VALUE! | #VALUE! | #VALUE! | #VALUE! | #VALUE! | #VALUE! | #VALUE! | #VALUE! | #VALUE! | #VALUE! | #VALUE! | #VALUE! | #VALUE! | #VALUE! | #VALUE! | #VALUE! | #VALUE! | #VALUE! | #VALUE! | #VALUE! | #VALUE! | #VALUE! | #VALUE! | #VALUE! | #VALUE! | #VALUE! | #VALUE! | #VALUE! | #VALUE! | #VALUE! | #VALUE! | #VALUE! | #VALUE! | #VALUE! | #VALUE! | #VALUE! | #VALUE! | #VALUE! | #VALUE! | #VALUE! | #VALUE! | #VALUE! | #VALUE! | #VALUE! | #VALUE! | #VALUE! | #VALUE! | #VALUE! | #VALUE! | #VALUE! | #VALUE! | #VALUE! | #VALUE! | #VALUE! | #VALUE! | #VALUE! | #VALUE! | #VALUE! | #VALUE! | #VALUE! | #VALUE! | #VALUE! | #VALUE! | #VALUE! | #VALUE! | #VALUE! | #VALUE! | #VALUE! | #VALUE! | #VALUE! | #VALUE! | #VALUE! | #VALUE! | #VALUE! | #VALUE! | #VALUE! | #VALUE! | #VALUE! | #VALUE! | #VALUE! | #VALUE! | #VALUE! | #VALUE! | #VALUE! | #VALUE! | #VALUE!
| 25th |  | #VALUE! | #VALUE! | #VALUE! | #VALUE! | #VALUE! | #VALUE! | #VALUE! | #VALUE! | #VALUE! | #VALUE! | #VALUE! | #VALUE! | #VALUE! | #VALUE! | #VALUE! | #VALUE! | #VALUE! | #VALUE! | #VALUE! | #VALUE! | #VALUE! | #VALUE! | #VALUE! | #VALUE! | #VALUE! | #VALUE! | #VALUE! | #VALUE! | #VALUE! | #VALUE! | #VALUE! | #VALUE! | #VALUE! | #VALUE! | #VALUE! | #VALUE! | #VALUE! | #VALUE! | #VALUE! | #VALUE! | #VALUE! | #VALUE! | #VALUE! | #VALUE! | #VALUE! | #VALUE! | #VALUE! | #VALUE! | #VALUE! | #VALUE! | #VALUE! | #VALUE! | #VALUE! | #VALUE! | #VALUE! | #VALUE! | #VALUE! | #VALUE! | #VALUE! | #VALUE! | #VALUE! | #VALUE! | #VALUE! | #VALUE! | #VALUE! | #VALUE! | #VALUE! | #VALUE! | #VALUE! | #VALUE! | #VALUE! | #VALUE! | #VALUE! | #VALUE! | #VALUE! | #VALUE! | #VALUE! | #VALUE! | #VALUE! | #VALUE! | #VALUE! | #VALUE! | #VALUE! | #VALUE! | #VALUE! | #VALUE! | #VALUE! | #VALUE! | #VALUE! | #VALUE! | #VALUE! | #VALUE! | #VALUE! | #VALUE! | #VALUE! | #VALUE! | #VALUE! | #VALUE! | #VALUE! | #VALUE! | #VALUE! | #VALUE! | #VALUE! | #VALUE! | #VALUE! | #VALUE! | #VALUE! | #VALUE! | #VALUE! | #VALUE! | #VALUE!
| 75th |  | #VALUE! | #VALUE! | #VALUE! | #VALUE! | #VALUE! | #VALUE! | #VALUE! | #VALUE! | #VALUE! | #VALUE! | #VALUE! | #VALUE! | #VALUE! | #VALUE! | #VALUE! | #VALUE! | #VALUE! | #VALUE! | #VALUE! | #VALUE! | #VALUE! | #VALUE! | #VALUE! | #VALUE! | #VALUE! | #VALUE! | #VALUE! | #VALUE! | #VALUE! | #VALUE! | #VALUE! | #VALUE! | #VALUE! | #VALUE! | #VALUE! | #VALUE! | #VALUE! | #VALUE! | #VALUE! | #VALUE! | #VALUE! | #VALUE! | #VALUE! | #VALUE! | #VALUE! | #VALUE! | #VALUE! | #VALUE! | #VALUE! | #VALUE! | #VALUE! | #VALUE! | #VALUE! | #VALUE! | #VALUE! | #VALUE! | #VALUE! | #VALUE! | #VALUE! | #VALUE! | #VALUE! | #VALUE! | #VALUE! | #VALUE! | #VALUE! | #VALUE! | #VALUE! | #VALUE! | #VALUE! | #VALUE! | #VALUE! | #VALUE! | #VALUE! | #VALUE! | #VALUE! | #VALUE! | #VALUE! | #VALUE! | #VALUE! | #VALUE! | #VALUE! | #VALUE! | #VALUE! | #VALUE! | #VALUE! | #VALUE! | #VALUE! | #VALUE! | #VALUE! | #VALUE! | #VALUE! | #VALUE! | #VALUE! | #VALUE! | #VALUE! | #VALUE! | #VALUE! | #VALUE! | #VALUE! | #VALUE! | #VALUE! | #VALUE! | #VALUE! | #VALUE! | #VALUE! | #VALUE! | #VALUE! | #VALUE! | #VALUE! | #VALUE! | #VALUE!
| 90th |  | #VALUE! | #VALUE! | #VALUE! | #VALUE! | #VALUE! | #VALUE! | #VALUE! | #VALUE! | #VALUE! | #VALUE! | #VALUE! | #VALUE! | #VALUE! | #VALUE! | #VALUE! | #VALUE! | #VALUE! | #VALUE! | #VALUE! | #VALUE! | #VALUE! | #VALUE! | #VALUE! | #VALUE! | #VALUE! | #VALUE! | #VALUE! | #VALUE! | #VALUE! | #VALUE! | #VALUE! | #VALUE! | #VALUE! | #VALUE! | #VALUE! | #VALUE! | #VALUE! | #VALUE! | #VALUE! | #VALUE! | #VALUE! | #VALUE! | #VALUE! | #VALUE! | #VALUE! | #VALUE! | #VALUE! | #VALUE! | #VALUE! | #VALUE! | #VALUE! | #VALUE! | #VALUE! | #VALUE! | #VALUE! | #VALUE! | #VALUE! | #VALUE! | #VALUE! | #VALUE! | #VALUE! | #VALUE! | #VALUE! | #VALUE! | #VALUE! | #VALUE! | #VALUE! | #VALUE! | #VALUE! | #VALUE! | #VALUE! | #VALUE! | #VALUE! | #VALUE! | #VALUE! | #VALUE! | #VALUE! | #VALUE! | #VALUE! | #VALUE! | #VALUE! | #VALUE! | #VALUE! | #VALUE! | #VALUE! | #VALUE! | #VALUE! | #VALUE! | #VALUE! | #VALUE! | #VALUE! | #VALUE! | #VALUE! | #VALUE! | #VALUE! | #VALUE! | #VALUE! | #VALUE! | #VALUE! | #VALUE! | #VALUE! | #VALUE! | #VALUE! | #VALUE! | #VALUE! | #VALUE! | #VALUE! | #VALUE! | #VALUE! | #VALUE! | #VALUE!
| % occur. |  | #DIV/0! | #DIV/0! | #DIV/0! | #DIV/0! | #DIV/0! | #DIV/0! | #DIV/0! | #DIV/0! | #DIV/0! | #DIV/0! | #DIV/0! | #DIV/0! | #DIV/0! | #DIV/0! | #DIV/0! | #DIV/0! | #DIV/0! | #DIV/0! | #DIV/0! | #DIV/0! | #DIV/0! | #DIV/0! | #DIV/0! | #DIV/0! | #DIV/0! | #DIV/0! | #DIV/0! | #DIV/0! | #DIV/0! | #DIV/0! | #DIV/0! | #DIV/0! | #DIV/0! | #DIV/0! | #DIV/0! | #DIV/0! | #DIV/0! | #DIV/0! | #DIV/0! | #DIV/0! | #DIV/0! | #DIV/0! | #DIV/0! | #DIV/0! | #DIV/0! | #DIV/0! | #DIV/0! | #DIV/0! | #DIV/0! | #DIV/0! | #DIV/0! | #DIV/0! | #DIV/0! | #DIV/0! | #DIV/0! | #DIV/0! | #DIV/0! | #DIV/0! | #DIV/0! | #DIV/0! | #DIV/0! | #DIV/0! | #DIV/0! | #DIV/0! | #DIV/0! | #DIV/0! | #DIV/0! | #DIV/0! | #DIV/0! | #DIV/0! | #DIV/0! | #DIV/0! | #DIV/0! | #DIV/0! | #DIV/0! | #DIV/0! | #DIV/0! | #DIV/0! | #DIV/0! | #DIV/0! | #DIV/0! | #DIV/0! | #DIV/0! | #DIV/0! | #DIV/0! | #DIV/0! | #DIV/0! | #DIV/0! | #DIV/0! | #DIV/0! | #DIV/0! | #DIV/0! | #DIV/0! | #DIV/0! | #DIV/0! | #DIV/0! | #DIV/0! | #DIV/0! | #DIV/0! | #DIV/0! | #DIV/0! | #DIV/0! | #DIV/0! | #DIV/0! | #DIV/0! | #DIV/0! | #DIV/0! | #DIV/0! | #DIV/0! | #DIV/0! | #DIV/0!
| avg/srpls |  | #DIV/0! | #DIV/0! | #DIV/0! | #DIV/0! | #DIV/0! | #DIV/0! | #DIV/0! | #DIV/0! | #DIV/0! | #DIV/0! | #DIV/0! | #DIV/0! | #DIV/0! | #DIV/0! | #DIV/0! | #DIV/0! | #DIV/0! | #DIV/0! | #DIV/0! | #DIV/0! | #DIV/0! | #DIV/0! | #DIV/0! | #DIV/0! | #DIV/0! | #DIV/0! | #DIV/0! | #DIV/0! | #DIV/0! | #DIV/0! | #DIV/0! | #DIV/0! | #DIV/0! | #DIV/0! | #DIV/0! | #DIV/0! | #DIV/0! | #DIV/0! | #DIV/0! | #DIV/0! | #DIV/0! | #DIV/0! | #DIV/0! | #DIV/0! | #DIV/0! | #DIV/0! | #DIV/0! | #DIV/0! | #DIV/0! | #DIV/0! | #DIV/0! | #DIV/0! | #DIV/0! | #DIV/0! | #DIV/0! | #DIV/0! | #DIV/0! | #DIV/0! | #DIV/0! | #DIV/0! | #DIV/0! | #DIV/0! | #DIV/0! | #DIV/0! | #DIV/0! | #DIV/0! | #DIV/0! | #DIV/0! | #DIV/0! | #DIV/0! | #DIV/0! | #DIV/0! | #DIV/0! | #DIV/0! | #DIV/0! | #DIV/0! | #DIV/0! | #DIV/0! | #DIV/0! | #DIV/0! | #DIV/0! | #DIV/0! | #DIV/0! | #DIV/0! | #DIV/0! | #DIV/0! | #DIV/0! | #DIV/0! | #DIV/0! | #DIV/0! | #DIV/0! | #DIV/0! | #DIV/0! | #DIV/0! | #DIV/0! | #DIV/0! | #DIV/0! | #DIV/0! | #DIV/0! | #DIV/0! | #DIV/0! | #DIV/0! | #DIV/0! | #DIV/0! | #DIV/0! | #DIV/0! | #DIV/0! | #DIV/0! | #DIV/0! | #DIV/0! | #DIV/0!
MEAD LVL 2 SHT | avg |  | #DIV/0! | #DIV/0! | #DIV/0! | #DIV/0! | #DIV/0! | #DIV/0! | #DIV/0! | #DIV/0! | #DIV/0! | #DIV/0! | #DIV/0! | #DIV/0! | #DIV/0! | #DIV/0! | #DIV/0! | #DIV/0! | #DIV/0! | #DIV/0! | #DIV/0! | #DIV/0! | #DIV/0! | #DIV/0! | #DIV/0! | #DIV/0! | #DIV/0! | #DIV/0! | #DIV/0! | #DIV/0! | #DIV/0! | #DIV/0! | #DIV/0! | #DIV/0! | #DIV/0! | #DIV/0! | #DIV/0! | #DIV/0! | #DIV/0! | #DIV/0! | #DIV/0! | #DIV/0! | #DIV/0! | #DIV/0! | #DIV/0! | #DIV/0! | #DIV/0! | #DIV/0! | #DIV/0! | #DIV/0! | #DIV/0! | #DIV/0! | #DIV/0! | #DIV/0! | #DIV/0! | #DIV/0! | #DIV/0! | #DIV/0! | #DIV/0! | #DIV/0! | #DIV/0! | #DIV/0! | #DIV/0! | #DIV/0! | #DIV/0! | #DIV/0! | #DIV/0! | #DIV/0! | #DIV/0! | #DIV/0! | #DIV/0! | #DIV/0! | #DIV/0! | #DIV/0! | #DIV/0! | #DIV/0! | #DIV/0! | #DIV/0! | #DIV/0! | #DIV/0! | #DIV/0! | #DIV/0! | #DIV/0! | #DIV/0! | #DIV/0! | #DIV/0! | #DIV/0! | #DIV/0! | #DIV/0! | #DIV/0! | #DIV/0! | #DIV/0! | #DIV/0! | #DIV/0! | #DIV/0! | #DIV/0! | #DIV/0! | #DIV/0! | #DIV/0! | #DIV/0! | #DIV/0! | #DIV/0! | #DIV/0! | #DIV/0! | #DIV/0! | #DIV/0! | #DIV/0! | #DIV/0! | #DIV/0! | #DIV/0! | #DIV/0! | #DIV/0! | #DIV/0!
| median |  | #VALUE! | #VALUE! | #VALUE! | #VALUE! | #VALUE! | #VALUE! | #VALUE! | #VALUE! | #VALUE! | #VALUE! | #VALUE! | #VALUE! | #VALUE! | #VALUE! | #VALUE! | #VALUE! | #VALUE! | #VALUE! | #VALUE! | #VALUE! | #VALUE! | #VALUE! | #VALUE! | #VALUE! | #VALUE! | #VALUE! | #VALUE! | #VALUE! | #VALUE! | #VALUE! | #VALUE! | #VALUE! | #VALUE! | #VALUE! | #VALUE! | #VALUE! | #VALUE! | #VALUE! | #VALUE! | #VALUE! | #VALUE! | #VALUE! | #VALUE! | #VALUE! | #VALUE! | #VALUE! | #VALUE! | #VALUE! | #VALUE! | #VALUE! | #VALUE! | #VALUE! | #VALUE! | #VALUE! | #VALUE! | #VALUE! | #VALUE! | #VALUE! | #VALUE! | #VALUE! | #VALUE! | #VALUE! | #VALUE! | #VALUE! | #VALUE! | #VALUE! | #VALUE! | #VALUE! | #VALUE! | #VALUE! | #VALUE! | #VALUE! | #VALUE! | #VALUE! | #VALUE! | #VALUE! | #VALUE! | #VALUE! | #VALUE! | #VALUE! | #VALUE! | #VALUE! | #VALUE! | #VALUE! | #VALUE! | #VALUE! | #VALUE! | #VALUE! | #VALUE! | #VALUE! | #VALUE! | #VALUE! | #VALUE! | #VALUE! | #VALUE! | #VALUE! | #VALUE! | #VALUE! | #VALUE! | #VALUE! | #VALUE! | #VALUE! | #VALUE! | #VALUE! | #VALUE! | #VALUE! | #VALUE! | #VALUE! | #VALUE! | #VALUE! | #VALUE!
| 10th |  | #VALUE! | #VALUE! | #VALUE! | #VALUE! | #VALUE! | #VALUE! | #VALUE! | #VALUE! | #VALUE! | #VALUE! | #VALUE! | #VALUE! | #VALUE! | #VALUE! | #VALUE! | #VALUE! | #VALUE! | #VALUE! | #VALUE! | #VALUE! | #VALUE! | #VALUE! | #VALUE! | #VALUE! | #VALUE! | #VALUE! | #VALUE! | #VALUE! | #VALUE! | #VALUE! | #VALUE! | #VALUE! | #VALUE! | #VALUE! | #VALUE! | #VALUE! | #VALUE! | #VALUE! | #VALUE! | #VALUE! | #VALUE! | #VALUE! | #VALUE! | #VALUE! | #VALUE! | #VALUE! | #VALUE! | #VALUE! | #VALUE! | #VALUE! | #VALUE! | #VALUE! | #VALUE! | #VALUE! | #VALUE! | #VALUE! | #VALUE! | #VALUE! | #VALUE! | #VALUE! | #VALUE! | #VALUE! | #VALUE! | #VALUE! | #VALUE! | #VALUE! | #VALUE! | #VALUE! | #VALUE! | #VALUE! | #VALUE! | #VALUE! | #VALUE! | #VALUE! | #VALUE! | #VALUE! | #VALUE! | #VALUE! | #VALUE! | #VALUE! | #VALUE! | #VALUE! | #VALUE! | #VALUE! | #VALUE! | #VALUE! | #VALUE! | #VALUE! | #VALUE! | #VALUE! | #VALUE! | #VALUE! | #VALUE! | #VALUE! | #VALUE! | #VALUE! | #VALUE! | #VALUE! | #VALUE! | #VALUE! | #VALUE! | #VALUE! | #VALUE! | #VALUE! | #VALUE! | #VALUE! | #VALUE! | #VALUE! | #VALUE! | #VALUE! | #VALUE!
| 25th |  | #VALUE! | #VALUE! | #VALUE! | #VALUE! | #VALUE! | #VALUE! | #VALUE! | #VALUE! | #VALUE! | #VALUE! | #VALUE! | #VALUE! | #VALUE! | #VALUE! | #VALUE! | #VALUE! | #VALUE! | #VALUE! | #VALUE! | #VALUE! | #VALUE! | #VALUE! | #VALUE! | #VALUE! | #VALUE! | #VALUE! | #VALUE! | #VALUE! | #VALUE! | #VALUE! | #VALUE! | #VALUE! | #VALUE! | #VALUE! | #VALUE! | #VALUE! | #VALUE! | #VALUE! | #VALUE! | #VALUE! | #VALUE! | #VALUE! | #VALUE! | #VALUE! | #VALUE! | #VALUE! | #VALUE! | #VALUE! | #VALUE! | #VALUE! | #VALUE! | #VALUE! | #VALUE! | #VALUE! | #VALUE! | #VALUE! | #VALUE! | #VALUE! | #VALUE! | #VALUE! | #VALUE! | #VALUE! | #VALUE! | #VALUE! | #VALUE! | #VALUE! | #VALUE! | #VALUE! | #VALUE! | #VALUE! | #VALUE! | #VALUE! | #VALUE! | #VALUE! | #VALUE! | #VALUE! | #VALUE! | #VALUE! | #VALUE! | #VALUE! | #VALUE! | #VALUE! | #VALUE! | #VALUE! | #VALUE! | #VALUE! | #VALUE! | #VALUE! | #VALUE! | #VALUE! | #VALUE! | #VALUE! | #VALUE! | #VALUE! | #VALUE! | #VALUE! | #VALUE! | #VALUE! | #VALUE! | #VALUE! | #VALUE! | #VALUE! | #VALUE! | #VALUE! | #VALUE! | #VALUE! | #VALUE! | #VALUE! | #VALUE! | #VALUE! | #VALUE!
| 75th |  | #VALUE! | #VALUE! | #VALUE! | #VALUE! | #VALUE! | #VALUE! | #VALUE! | #VALUE! | #VALUE! | #VALUE! | #VALUE! | #VALUE! | #VALUE! | #VALUE! | #VALUE! | #VALUE! | #VALUE! | #VALUE! | #VALUE! | #VALUE! | #VALUE! | #VALUE! | #VALUE! | #VALUE! | #VALUE! | #VALUE! | #VALUE! | #VALUE! | #VALUE! | #VALUE! | #VALUE! | #VALUE! | #VALUE! | #VALUE! | #VALUE! | #VALUE! | #VALUE! | #VALUE! | #VALUE! | #VALUE! | #VALUE! | #VALUE! | #VALUE! | #VALUE! | #VALUE! | #VALUE! | #VALUE! | #VALUE! | #VALUE! | #VALUE! | #VALUE! | #VALUE! | #VALUE! | #VALUE! | #VALUE! | #VALUE! | #VALUE! | #VALUE! | #VALUE! | #VALUE! | #VALUE! | #VALUE! | #VALUE! | #VALUE! | #VALUE! | #VALUE! | #VALUE! | #VALUE! | #VALUE! | #VALUE! | #VALUE! | #VALUE! | #VALUE! | #VALUE! | #VALUE! | #VALUE! | #VALUE! | #VALUE! | #VALUE! | #VALUE! | #VALUE! | #VALUE! | #VALUE! | #VALUE! | #VALUE! | #VALUE! | #VALUE! | #VALUE! | #VALUE! | #VALUE! | #VALUE! | #VALUE! | #VALUE! | #VALUE! | #VALUE! | #VALUE! | #VALUE! | #VALUE! | #VALUE! | #VALUE! | #VALUE! | #VALUE! | #VALUE! | #VALUE! | #VALUE! | #VALUE! | #VALUE! | #VALUE! | #VALUE! | #VALUE! | #VALUE!
| 90th |  | #VALUE! | #VALUE! | #VALUE! | #VALUE! | #VALUE! | #VALUE! | #VALUE! | #VALUE! | #VALUE! | #VALUE! | #VALUE! | #VALUE! | #VALUE! | #VALUE! | #VALUE! | #VALUE! | #VALUE! | #VALUE! | #VALUE! | #VALUE! | #VALUE! | #VALUE! | #VALUE! | #VALUE! | #VALUE! | #VALUE! | #VALUE! | #VALUE! | #VALUE! | #VALUE! | #VALUE! | #VALUE! | #VALUE! | #VALUE! | #VALUE! | #VALUE! | #VALUE! | #VALUE! | #VALUE! | #VALUE! | #VALUE! | #VALUE! | #VALUE! | #VALUE! | #VALUE! | #VALUE! | #VALUE! | #VALUE! | #VALUE! | #VALUE! | #VALUE! | #VALUE! | #VALUE! | #VALUE! | #VALUE! | #VALUE! | #VALUE! | #VALUE! | #VALUE! | #VALUE! | #VALUE! | #VALUE! | #VALUE! | #VALUE! | #VALUE! | #VALUE! | #VALUE! | #VALUE! | #VALUE! | #VALUE! | #VALUE! | #VALUE! | #VALUE! | #VALUE! | #VALUE! | #VALUE! | #VALUE! | #VALUE! | #VALUE! | #VALUE! | #VALUE! | #VALUE! | #VALUE! | #VALUE! | #VALUE! | #VALUE! | #VALUE! | #VALUE! | #VALUE! | #VALUE! | #VALUE! | #VALUE! | #VALUE! | #VALUE! | #VALUE! | #VALUE! | #VALUE! | #VALUE! | #VALUE! | #VALUE! | #VALUE! | #VALUE! | #VALUE! | #VALUE! | #VALUE! | #VALUE! | #VALUE! | #VALUE! | #VALUE! | #VALUE! | #VALUE!
| % occur. |  | #DIV/0! | #DIV/0! | #DIV/0! | #DIV/0! | #DIV/0! | #DIV/0! | #DIV/0! | #DIV/0! | #DIV/0! | #DIV/0! | #DIV/0! | #DIV/0! | #DIV/0! | #DIV/0! | #DIV/0! | #DIV/0! | #DIV/0! | #DIV/0! | #DIV/0! | #DIV/0! | #DIV/0! | #DIV/0! | #DIV/0! | #DIV/0! | #DIV/0! | #DIV/0! | #DIV/0! | #DIV/0! | #DIV/0! | #DIV/0! | #DIV/0! | #DIV/0! | #DIV/0! | #DIV/0! | #DIV/0! | #DIV/0! | #DIV/0! | #DIV/0! | #DIV/0! | #DIV/0! | #DIV/0! | #DIV/0! | #DIV/0! | #DIV/0! | #DIV/0! | #DIV/0! | #DIV/0! | #DIV/0! | #DIV/0! | #DIV/0! | #DIV/0! | #DIV/0! | #DIV/0! | #DIV/0! | #DIV/0! | #DIV/0! | #DIV/0! | #DIV/0! | #DIV/0! | #DIV/0! | #DIV/0! | #DIV/0! | #DIV/0! | #DIV/0! | #DIV/0! | #DIV/0! | #DIV/0! | #DIV/0! | #DIV/0! | #DIV/0! | #DIV/0! | #DIV/0! | #DIV/0! | #DIV/0! | #DIV/0! | #DIV/0! | #DIV/0! | #DIV/0! | #DIV/0! | #DIV/0! | #DIV/0! | #DIV/0! | #DIV/0! | #DIV/0! | #DIV/0! | #DIV/0! | #DIV/0! | #DIV/0! | #DIV/0! | #DIV/0! | #DIV/0! | #DIV/0! | #DIV/0! | #DIV/0! | #DIV/0! | #DIV/0! | #DIV/0! | #DIV/0! | #DIV/0! | #DIV/0! | #DIV/0! | #DIV/0! | #DIV/0! | #DIV/0! | #DIV/0! | #DIV/0! | #DIV/0! | #DIV/0! | #DIV/0! | #DIV/0! | #DIV/0!
| avg/srpls |  | #DIV/0! | #DIV/0! | #DIV/0! | #DIV/0! | #DIV/0! | #DIV/0! | #DIV/0! | #DIV/0! | #DIV/0! | #DIV/0! | #DIV/0! | #DIV/0! | #DIV/0! | #DIV/0! | #DIV/0! | #DIV/0! | #DIV/0! | #DIV/0! | #DIV/0! | #DIV/0! | #DIV/0! | #DIV/0! | #DIV/0! | #DIV/0! | #DIV/0! | #DIV/0! | #DIV/0! | #DIV/0! | #DIV/0! | #DIV/0! | #DIV/0! | #DIV/0! | #DIV/0! | #DIV/0! | #DIV/0! | #DIV/0! | #DIV/0! | #DIV/0! | #DIV/0! | #DIV/0! | #DIV/0! | #DIV/0! | #DIV/0! | #DIV/0! | #DIV/0! | #DIV/0! | #DIV/0! | #DIV/0! | #DIV/0! | #DIV/0! | #DIV/0! | #DIV/0! | #DIV/0! | #DIV/0! | #DIV/0! | #DIV/0! | #DIV/0! | #DIV/0! | #DIV/0! | #DIV/0! | #DIV/0! | #DIV/0! | #DIV/0! | #DIV/0! | #DIV/0! | #DIV/0! | #DIV/0! | #DIV/0! | #DIV/0! | #DIV/0! | #DIV/0! | #DIV/0! | #DIV/0! | #DIV/0! | #DIV/0! | #DIV/0! | #DIV/0! | #DIV/0! | #DIV/0! | #DIV/0! | #DIV/0! | #DIV/0! | #DIV/0! | #DIV/0! | #DIV/0! | #DIV/0! | #DIV/0! | #DIV/0! | #DIV/0! | #DIV/0! | #DIV/0! | #DIV/0! | #DIV/0! | #DIV/0! | #DIV/0! | #DIV/0! | #DIV/0! | #DIV/0! | #DIV/0! | #DIV/0! | #DIV/0! | #DIV/0! | #DIV/0! | #DIV/0! | #DIV/0! | #DIV/0! | #DIV/0! | #DIV/0! | #DIV/0! | #DIV/0! | #DIV/0!
UB SHORTAGE | avg |  | #DIV/0! | #DIV/0! | #DIV/0! | #DIV/0! | #DIV/0! | #DIV/0! | #DIV/0! | #DIV/0! | #DIV/0! | #DIV/0! | #DIV/0! | #DIV/0! | #DIV/0! | #DIV/0! | #DIV/0! | #DIV/0! | #DIV/0! | #DIV/0! | #DIV/0! | #DIV/0! | #DIV/0! | #DIV/0! | #DIV/0! | #DIV/0! | #DIV/0! | #DIV/0! | #DIV/0! | #DIV/0! | #DIV/0! | #DIV/0! | #DIV/0! | #DIV/0! | #DIV/0! | #DIV/0! | #DIV/0! | #DIV/0! | #DIV/0! | #DIV/0! | #DIV/0! | #DIV/0! | #DIV/0! | #DIV/0! | #DIV/0! | #DIV/0! | #DIV/0! | #DIV/0! | #DIV/0! | #DIV/0! | #DIV/0! | #DIV/0! | #DIV/0! | #DIV/0! | #DIV/0! | #DIV/0! | #DIV/0! | #DIV/0! | #DIV/0! | #DIV/0! | #DIV/0! | #DIV/0! | #DIV/0! | #DIV/0! | #DIV/0! | #DIV/0! | #DIV/0! | #DIV/0! | #DIV/0! | #DIV/0! | #DIV/0! | #DIV/0! | #DIV/0! | #DIV/0! | #DIV/0! | #DIV/0! | #DIV/0! | #DIV/0! | #DIV/0! | #DIV/0! | #DIV/0! | #DIV/0! | #DIV/0! | #DIV/0! | #DIV/0! | #DIV/0! | #DIV/0! | #DIV/0! | #DIV/0! | #DIV/0! | #DIV/0! | #DIV/0! | #DIV/0! | #DIV/0! | #DIV/0! | #DIV/0! | #DIV/0! | #DIV/0! | #DIV/0! | #DIV/0! | #DIV/0! | #DIV/0! | #DIV/0! | #DIV/0! | #DIV/0! | #DIV/0! | #DIV/0! | #DIV/0! | #DIV/0! | #DIV/0! | #DIV/0! | #DIV/0! | #DIV/0!
| median |  | #VALUE! | #VALUE! | #VALUE! | #VALUE! | #VALUE! | #VALUE! | #VALUE! | #VALUE! | #VALUE! | #VALUE! | #VALUE! | #VALUE! | #VALUE! | #VALUE! | #VALUE! | #VALUE! | #VALUE! | #VALUE! | #VALUE! | #VALUE! | #VALUE! | #VALUE! | #VALUE! | #VALUE! | #VALUE! | #VALUE! | #VALUE! | #VALUE! | #VALUE! | #VALUE! | #VALUE! | #VALUE! | #VALUE! | #VALUE! | #VALUE! | #VALUE! | #VALUE! | #VALUE! | #VALUE! | #VALUE! | #VALUE! | #VALUE! | #VALUE! | #VALUE! | #VALUE! | #VALUE! | #VALUE! | #VALUE! | #VALUE! | #VALUE! | #VALUE! | #VALUE! | #VALUE! | #VALUE! | #VALUE! | #VALUE! | #VALUE! | #VALUE! | #VALUE! | #VALUE! | #VALUE! | #VALUE! | #VALUE! | #VALUE! | #VALUE! | #VALUE! | #VALUE! | #VALUE! | #VALUE! | #VALUE! | #VALUE! | #VALUE! | #VALUE! | #VALUE! | #VALUE! | #VALUE! | #VALUE! | #VALUE! | #VALUE! | #VALUE! | #VALUE! | #VALUE! | #VALUE! | #VALUE! | #VALUE! | #VALUE! | #VALUE! | #VALUE! | #VALUE! | #VALUE! | #VALUE! | #VALUE! | #VALUE! | #VALUE! | #VALUE! | #VALUE! | #VALUE! | #VALUE! | #VALUE! | #VALUE! | #VALUE! | #VALUE! | #VALUE! | #VALUE! | #VALUE! | #VALUE! | #VALUE! | #VALUE! | #VALUE! | #VALUE! | #VALUE!
| 10th |  | #VALUE! | #VALUE! | #VALUE! | #VALUE! | #VALUE! | #VALUE! | #VALUE! | #VALUE! | #VALUE! | #VALUE! | #VALUE! | #VALUE! | #VALUE! | #VALUE! | #VALUE! | #VALUE! | #VALUE! | #VALUE! | #VALUE! | #VALUE! | #VALUE! | #VALUE! | #VALUE! | #VALUE! | #VALUE! | #VALUE! | #VALUE! | #VALUE! | #VALUE! | #VALUE! | #VALUE! | #VALUE! | #VALUE! | #VALUE! | #VALUE! | #VALUE! | #VALUE! | #VALUE! | #VALUE! | #VALUE! | #VALUE! | #VALUE! | #VALUE! | #VALUE! | #VALUE! | #VALUE! | #VALUE! | #VALUE! | #VALUE! | #VALUE! | #VALUE! | #VALUE! | #VALUE! | #VALUE! | #VALUE! | #VALUE! | #VALUE! | #VALUE! | #VALUE! | #VALUE! | #VALUE! | #VALUE! | #VALUE! | #VALUE! | #VALUE! | #VALUE! | #VALUE! | #VALUE! | #VALUE! | #VALUE! | #VALUE! | #VALUE! | #VALUE! | #VALUE! | #VALUE! | #VALUE! | #VALUE! | #VALUE! | #VALUE! | #VALUE! | #VALUE! | #VALUE! | #VALUE! | #VALUE! | #VALUE! | #VALUE! | #VALUE! | #VALUE! | #VALUE! | #VALUE! | #VALUE! | #VALUE! | #VALUE! | #VALUE! | #VALUE! | #VALUE! | #VALUE! | #VALUE! | #VALUE! | #VALUE! | #VALUE! | #VALUE! | #VALUE! | #VALUE! | #VALUE! | #VALUE! | #VALUE! | #VALUE! | #VALUE! | #VALUE! | #VALUE!
| 25th |  | #VALUE! | #VALUE! | #VALUE! | #VALUE! | #VALUE! | #VALUE! | #VALUE! | #VALUE! | #VALUE! | #VALUE! | #VALUE! | #VALUE! | #VALUE! | #VALUE! | #VALUE! | #VALUE! | #VALUE! | #VALUE! | #VALUE! | #VALUE! | #VALUE! | #VALUE! | #VALUE! | #VALUE! | #VALUE! | #VALUE! | #VALUE! | #VALUE! | #VALUE! | #VALUE! | #VALUE! | #VALUE! | #VALUE! | #VALUE! | #VALUE! | #VALUE! | #VALUE! | #VALUE! | #VALUE! | #VALUE! | #VALUE! | #VALUE! | #VALUE! | #VALUE! | #VALUE! | #VALUE! | #VALUE! | #VALUE! | #VALUE! | #VALUE! | #VALUE! | #VALUE! | #VALUE! | #VALUE! | #VALUE! | #VALUE! | #VALUE! | #VALUE! | #VALUE! | #VALUE! | #VALUE! | #VALUE! | #VALUE! | #VALUE! | #VALUE! | #VALUE! | #VALUE! | #VALUE! | #VALUE! | #VALUE! | #VALUE! | #VALUE! | #VALUE! | #VALUE! | #VALUE! | #VALUE! | #VALUE! | #VALUE! | #VALUE! | #VALUE! | #VALUE! | #VALUE! | #VALUE! | #VALUE! | #VALUE! | #VALUE! | #VALUE! | #VALUE! | #VALUE! | #VALUE! | #VALUE! | #VALUE! | #VALUE! | #VALUE! | #VALUE! | #VALUE! | #VALUE! | #VALUE! | #VALUE! | #VALUE! | #VALUE! | #VALUE! | #VALUE! | #VALUE! | #VALUE! | #VALUE! | #VALUE! | #VALUE! | #VALUE! | #VALUE! | #VALUE!
| 75th |  | #VALUE! | #VALUE! | #VALUE! | #VALUE! | #VALUE! | #VALUE! | #VALUE! | #VALUE! | #VALUE! | #VALUE! | #VALUE! | #VALUE! | #VALUE! | #VALUE! | #VALUE! | #VALUE! | #VALUE! | #VALUE! | #VALUE! | #VALUE! | #VALUE! | #VALUE! | #VALUE! | #VALUE! | #VALUE! | #VALUE! | #VALUE! | #VALUE! | #VALUE! | #VALUE! | #VALUE! | #VALUE! | #VALUE! | #VALUE! | #VALUE! | #VALUE! | #VALUE! | #VALUE! | #VALUE! | #VALUE! | #VALUE! | #VALUE! | #VALUE! | #VALUE! | #VALUE! | #VALUE! | #VALUE! | #VALUE! | #VALUE! | #VALUE! | #VALUE! | #VALUE! | #VALUE! | #VALUE! | #VALUE! | #VALUE! | #VALUE! | #VALUE! | #VALUE! | #VALUE! | #VALUE! | #VALUE! | #VALUE! | #VALUE! | #VALUE! | #VALUE! | #VALUE! | #VALUE! | #VALUE! | #VALUE! | #VALUE! | #VALUE! | #VALUE! | #VALUE! | #VALUE! | #VALUE! | #VALUE! | #VALUE! | #VALUE! | #VALUE! | #VALUE! | #VALUE! | #VALUE! | #VALUE! | #VALUE! | #VALUE! | #VALUE! | #VALUE! | #VALUE! | #VALUE! | #VALUE! | #VALUE! | #VALUE! | #VALUE! | #VALUE! | #VALUE! | #VALUE! | #VALUE! | #VALUE! | #VALUE! | #VALUE! | #VALUE! | #VALUE! | #VALUE! | #VALUE! | #VALUE! | #VALUE! | #VALUE! | #VALUE! | #VALUE! | #VALUE!
| 90th |  | #VALUE! | #VALUE! | #VALUE! | #VALUE! | #VALUE! | #VALUE! | #VALUE! | #VALUE! | #VALUE! | #VALUE! | #VALUE! | #VALUE! | #VALUE! | #VALUE! | #VALUE! | #VALUE! | #VALUE! | #VALUE! | #VALUE! | #VALUE! | #VALUE! | #VALUE! | #VALUE! | #VALUE! | #VALUE! | #VALUE! | #VALUE! | #VALUE! | #VALUE! | #VALUE! | #VALUE! | #VALUE! | #VALUE! | #VALUE! | #VALUE! | #VALUE! | #VALUE! | #VALUE! | #VALUE! | #VALUE! | #VALUE! | #VALUE! | #VALUE! | #VALUE! | #VALUE! | #VALUE! | #VALUE! | #VALUE! | #VALUE! | #VALUE! | #VALUE! | #VALUE! | #VALUE! | #VALUE! | #VALUE! | #VALUE! | #VALUE! | #VALUE! | #VALUE! | #VALUE! | #VALUE! | #VALUE! | #VALUE! | #VALUE! | #VALUE! | #VALUE! | #VALUE! | #VALUE! | #VALUE! | #VALUE! | #VALUE! | #VALUE! | #VALUE! | #VALUE! | #VALUE! | #VALUE! | #VALUE! | #VALUE! | #VALUE! | #VALUE! | #VALUE! | #VALUE! | #VALUE! | #VALUE! | #VALUE! | #VALUE! | #VALUE! | #VALUE! | #VALUE! | #VALUE! | #VALUE! | #VALUE! | #VALUE! | #VALUE! | #VALUE! | #VALUE! | #VALUE! | #VALUE! | #VALUE! | #VALUE! | #VALUE! | #VALUE! | #VALUE! | #VALUE! | #VALUE! | #VALUE! | #VALUE! | #VALUE! | #VALUE! | #VALUE! | #VALUE!
| max |  | 0 | 0 | 0 | 0 | 0 | 0 | 0 | 0 | 0 | 0 | 0 | 0 | 0 | 0 | 0 | 0 | 0 | 0 | 0 | 0 | 0 | 0 | 0 | 0 | 0 | 0 | 0 | 0 | 0 | 0 | 0 | 0 | 0 | 0 | 0 | 0 | 0 | 0 | 0 | 0 | 0 | 0 | 0 | 0 | 0 | 0 | 0 | 0 | 0 | 0 | 0 | 0 | 0 | 0 | 0 | 0 | 0 | 0 | 0 | 0 | 0 | 0 | 0 | 0 | 0 | 0 | 0 | 0 | 0 | 0 | 0 | 0 | 0 | 0 | 0 | 0 | 0 | 0 | 0 | 0 | 0 | 0 | 0 | 0 | 0 | 0 | 0 | 0 | 0 | 0 | 0 | 0 | 0 | 0 | 0 | 0 | 0 | 0 | 0 | 0 | 0 | 0 | 0 | 0 | 0 | 0 | 0 | 0 | 0 | 0 | 0
| % occur. |  | #DIV/0! | #DIV/0! | #DIV/0! | #DIV/0! | #DIV/0! | #DIV/0! | #DIV/0! | #DIV/0! | #DIV/0! | #DIV/0! | #DIV/0! | #DIV/0! | #DIV/0! | #DIV/0! | #DIV/0! | #DIV/0! | #DIV/0! | #DIV/0! | #DIV/0! | #DIV/0! | #DIV/0! | #DIV/0! | #DIV/0! | #DIV/0! | #DIV/0! | #DIV/0! | #DIV/0! | #DIV/0! | #DIV/0! | #DIV/0! | #DIV/0! | #DIV/0! | #DIV/0! | #DIV/0! | #DIV/0! | #DIV/0! | #DIV/0! | #DIV/0! | #DIV/0! | #DIV/0! | #DIV/0! | #DIV/0! | #DIV/0! | #DIV/0! | #DIV/0! | #DIV/0! | #DIV/0! | #DIV/0! | #DIV/0! | #DIV/0! | #DIV/0! | #DIV/0! | #DIV/0! | #DIV/0! | #DIV/0! | #DIV/0! | #DIV/0! | #DIV/0! | #DIV/0! | #DIV/0! | #DIV/0! | #DIV/0! | #DIV/0! | #DIV/0! | #DIV/0! | #DIV/0! | #DIV/0! | #DIV/0! | #DIV/0! | #DIV/0! | #DIV/0! | #DIV/0! | #DIV/0! | #DIV/0! | #DIV/0! | #DIV/0! | #DIV/0! | #DIV/0! | #DIV/0! | #DIV/0! | #DIV/0! | #DIV/0! | #DIV/0! | #DIV/0! | #DIV/0! | #DIV/0! | #DIV/0! | #DIV/0! | #DIV/0! | #DIV/0! | #DIV/0! | #DIV/0! | #DIV/0! | #DIV/0! | #DIV/0! | #DIV/0! | #DIV/0! | #DIV/0! | #DIV/0! | #DIV/0! | #DIV/0! | #DIV/0! | #DIV/0! | #DIV/0! | #DIV/0! | #DIV/0! | #DIV/0! | #DIV/0! | #DIV/0! | #DIV/0! | #DIV/0!
| avg/shtg |  | #DIV/0! | #DIV/0! | #DIV/0! | #DIV/0! | #DIV/0! | #DIV/0! | #DIV/0! | #DIV/0! | #DIV/0! | #DIV/0! | #DIV/0! | #DIV/0! | #DIV/0! | #DIV/0! | #DIV/0! | #DIV/0! | #DIV/0! | #DIV/0! | #DIV/0! | #DIV/0! | #DIV/0! | #DIV/0! | #DIV/0! | #DIV/0! | #DIV/0! | #DIV/0! | #DIV/0! | #DIV/0! | #DIV/0! | #DIV/0! | #DIV/0! | #DIV/0! | #DIV/0! | #DIV/0! | #DIV/0! | #DIV/0! | #DIV/0! | #DIV/0! | #DIV/0! | #DIV/0! | #DIV/0! | #DIV/0! | #DIV/0! | #DIV/0! | #DIV/0! | #DIV/0! | #DIV/0! | #DIV/0! | #DIV/0! | #DIV/0! | #DIV/0! | #DIV/0! | #DIV/0! | #DIV/0! | #DIV/0! | #DIV/0! | #DIV/0! | #DIV/0! | #DIV/0! | #DIV/0! | #DIV/0! | #DIV/0! | #DIV/0! | #DIV/0! | #DIV/0! | #DIV/0! | #DIV/0! | #DIV/0! | #DIV/0! | #DIV/0! | #DIV/0! | #DIV/0! | #DIV/0! | #DIV/0! | #DIV/0! | #DIV/0! | #DIV/0! | #DIV/0! | #DIV/0! | #DIV/0! | #DIV/0! | #DIV/0! | #DIV/0! | #DIV/0! | #DIV/0! | #DIV/0! | #DIV/0! | #DIV/0! | #DIV/0! | #DIV/0! | #DIV/0! | #DIV/0! | #DIV/0! | #DIV/0! | #DIV/0! | #DIV/0! | #DIV/0! | #DIV/0! | #DIV/0! | #DIV/0! | #DIV/0! | #DIV/0! | #DIV/0! | #DIV/0! | #DIV/0! | #DIV/0! | #DIV/0! | #DIV/0! | #DIV/0! | #DIV/0! | #DIV/0!
LB SHORTAGE | avg |  | #DIV/0! | #DIV/0! | #DIV/0! | #DIV/0! | #DIV/0! | #DIV/0! | #DIV/0! | #DIV/0! | #DIV/0! | #DIV/0! | #DIV/0! | #DIV/0! | #DIV/0! | #DIV/0! | #DIV/0! | #DIV/0! | #DIV/0! | #DIV/0! | #DIV/0! | #DIV/0! | #DIV/0! | #DIV/0! | #DIV/0! | #DIV/0! | #DIV/0! | #DIV/0! | #DIV/0! | #DIV/0! | #DIV/0! | #DIV/0! | #DIV/0! | #DIV/0! | #DIV/0! | #DIV/0! | #DIV/0! | #DIV/0! | #DIV/0! | #DIV/0! | #DIV/0! | #DIV/0! | #DIV/0! | #DIV/0! | #DIV/0! | #DIV/0! | #DIV/0! | #DIV/0! | #DIV/0! | #DIV/0! | #DIV/0! | #DIV/0! | #DIV/0! | #DIV/0! | #DIV/0! | #DIV/0! | #DIV/0! | #DIV/0! | #DIV/0! | #DIV/0! | #DIV/0! | #DIV/0! | #DIV/0! | #DIV/0! | #DIV/0! | #DIV/0! | #DIV/0! | #DIV/0! | #DIV/0! | #DIV/0! | #DIV/0! | #DIV/0! | #DIV/0! | #DIV/0! | #DIV/0! | #DIV/0! | #DIV/0! | #DIV/0! | #DIV/0! | #DIV/0! | #DIV/0! | #DIV/0! | #DIV/0! | #DIV/0! | #DIV/0! | #DIV/0! | #DIV/0! | #DIV/0! | #DIV/0! | #DIV/0! | #DIV/0! | #DIV/0! | #DIV/0! | #DIV/0! | #DIV/0! | #DIV/0! | #DIV/0! | #DIV/0! | #DIV/0! | #DIV/0! | #DIV/0! | #DIV/0! | #DIV/0! | #DIV/0! | #DIV/0! | #DIV/0! | #DIV/0! | #DIV/0! | #DIV/0! | #DIV/0! | #DIV/0! | #DIV/0! | #DIV/0!
| median |  | #VALUE! | #VALUE! | #VALUE! | #VALUE! | #VALUE! | #VALUE! | #VALUE! | #VALUE! | #VALUE! | #VALUE! | #VALUE! | #VALUE! | #VALUE! | #VALUE! | #VALUE! | #VALUE! | #VALUE! | #VALUE! | #VALUE! | #VALUE! | #VALUE! | #VALUE! | #VALUE! | #VALUE! | #VALUE! | #VALUE! | #VALUE! | #VALUE! | #VALUE! | #VALUE! | #VALUE! | #VALUE! | #VALUE! | #VALUE! | #VALUE! | #VALUE! | #VALUE! | #VALUE! | #VALUE! | #VALUE! | #VALUE! | #VALUE! | #VALUE! | #VALUE! | #VALUE! | #VALUE! | #VALUE! | #VALUE! | #VALUE! | #VALUE! | #VALUE! | #VALUE! | #VALUE! | #VALUE! | #VALUE! | #VALUE! | #VALUE! | #VALUE! | #VALUE! | #VALUE! | #VALUE! | #VALUE! | #VALUE! | #VALUE! | #VALUE! | #VALUE! | #VALUE! | #VALUE! | #VALUE! | #VALUE! | #VALUE! | #VALUE! | #VALUE! | #VALUE! | #VALUE! | #VALUE! | #VALUE! | #VALUE! | #VALUE! | #VALUE! | #VALUE! | #VALUE! | #VALUE! | #VALUE! | #VALUE! | #VALUE! | #VALUE! | #VALUE! | #VALUE! | #VALUE! | #VALUE! | #VALUE! | #VALUE! | #VALUE! | #VALUE! | #VALUE! | #VALUE! | #VALUE! | #VALUE! | #VALUE! | #VALUE! | #VALUE! | #VALUE! | #VALUE! | #VALUE! | #VALUE! | #VALUE! | #VALUE! | #VALUE! | #VALUE! | #VALUE!
| 10th |  | #VALUE! | #VALUE! | #VALUE! | #VALUE! | #VALUE! | #VALUE! | #VALUE! | #VALUE! | #VALUE! | #VALUE! | #VALUE! | #VALUE! | #VALUE! | #VALUE! | #VALUE! | #VALUE! | #VALUE! | #VALUE! | #VALUE! | #VALUE! | #VALUE! | #VALUE! | #VALUE! | #VALUE! | #VALUE! | #VALUE! | #VALUE! | #VALUE! | #VALUE! | #VALUE! | #VALUE! | #VALUE! | #VALUE! | #VALUE! | #VALUE! | #VALUE! | #VALUE! | #VALUE! | #VALUE! | #VALUE! | #VALUE! | #VALUE! | #VALUE! | #VALUE! | #VALUE! | #VALUE! | #VALUE! | #VALUE! | #VALUE! | #VALUE! | #VALUE! | #VALUE! | #VALUE! | #VALUE! | #VALUE! | #VALUE! | #VALUE! | #VALUE! | #VALUE! | #VALUE! | #VALUE! | #VALUE! | #VALUE! | #VALUE! | #VALUE! | #VALUE! | #VALUE! | #VALUE! | #VALUE! | #VALUE! | #VALUE! | #VALUE! | #VALUE! | #VALUE! | #VALUE! | #VALUE! | #VALUE! | #VALUE! | #VALUE! | #VALUE! | #VALUE! | #VALUE! | #VALUE! | #VALUE! | #VALUE! | #VALUE! | #VALUE! | #VALUE! | #VALUE! | #VALUE! | #VALUE! | #VALUE! | #VALUE! | #VALUE! | #VALUE! | #VALUE! | #VALUE! | #VALUE! | #VALUE! | #VALUE! | #VALUE! | #VALUE! | #VALUE! | #VALUE! | #VALUE! | #VALUE! | #VALUE! | #VALUE! | #VALUE! | #VALUE! | #VALUE!
| 25th |  | #VALUE! | #VALUE! | #VALUE! | #VALUE! | #VALUE! | #VALUE! | #VALUE! | #VALUE! | #VALUE! | #VALUE! | #VALUE! | #VALUE! | #VALUE! | #VALUE! | #VALUE! | #VALUE! | #VALUE! | #VALUE! | #VALUE! | #VALUE! | #VALUE! | #VALUE! | #VALUE! | #VALUE! | #VALUE! | #VALUE! | #VALUE! | #VALUE! | #VALUE! | #VALUE! | #VALUE! | #VALUE! | #VALUE! | #VALUE! | #VALUE! | #VALUE! | #VALUE! | #VALUE! | #VALUE! | #VALUE! | #VALUE! | #VALUE! | #VALUE! | #VALUE! | #VALUE! | #VALUE! | #VALUE! | #VALUE! | #VALUE! | #VALUE! | #VALUE! | #VALUE! | #VALUE! | #VALUE! | #VALUE! | #VALUE! | #VALUE! | #VALUE! | #VALUE! | #VALUE! | #VALUE! | #VALUE! | #VALUE! | #VALUE! | #VALUE! | #VALUE! | #VALUE! | #VALUE! | #VALUE! | #VALUE! | #VALUE! | #VALUE! | #VALUE! | #VALUE! | #VALUE! | #VALUE! | #VALUE! | #VALUE! | #VALUE! | #VALUE! | #VALUE! | #VALUE! | #VALUE! | #VALUE! | #VALUE! | #VALUE! | #VALUE! | #VALUE! | #VALUE! | #VALUE! | #VALUE! | #VALUE! | #VALUE! | #VALUE! | #VALUE! | #VALUE! | #VALUE! | #VALUE! | #VALUE! | #VALUE! | #VALUE! | #VALUE! | #VALUE! | #VALUE! | #VALUE! | #VALUE! | #VALUE! | #VALUE! | #VALUE! | #VALUE! | #VALUE!
| 75th |  | #VALUE! | #VALUE! | #VALUE! | #VALUE! | #VALUE! | #VALUE! | #VALUE! | #VALUE! | #VALUE! | #VALUE! | #VALUE! | #VALUE! | #VALUE! | #VALUE! | #VALUE! | #VALUE! | #VALUE! | #VALUE! | #VALUE! | #VALUE! | #VALUE! | #VALUE! | #VALUE! | #VALUE! | #VALUE! | #VALUE! | #VALUE! | #VALUE! | #VALUE! | #VALUE! | #VALUE! | #VALUE! | #VALUE! | #VALUE! | #VALUE! | #VALUE! | #VALUE! | #VALUE! | #VALUE! | #VALUE! | #VALUE! | #VALUE! | #VALUE! | #VALUE! | #VALUE! | #VALUE! | #VALUE! | #VALUE! | #VALUE! | #VALUE! | #VALUE! | #VALUE! | #VALUE! | #VALUE! | #VALUE! | #VALUE! | #VALUE! | #VALUE! | #VALUE! | #VALUE! | #VALUE! | #VALUE! | #VALUE! | #VALUE! | #VALUE! | #VALUE! | #VALUE! | #VALUE! | #VALUE! | #VALUE! | #VALUE! | #VALUE! | #VALUE! | #VALUE! | #VALUE! | #VALUE! | #VALUE! | #VALUE! | #VALUE! | #VALUE! | #VALUE! | #VALUE! | #VALUE! | #VALUE! | #VALUE! | #VALUE! | #VALUE! | #VALUE! | #VALUE! | #VALUE! | #VALUE! | #VALUE! | #VALUE! | #VALUE! | #VALUE! | #VALUE! | #VALUE! | #VALUE! | #VALUE! | #VALUE! | #VALUE! | #VALUE! | #VALUE! | #VALUE! | #VALUE! | #VALUE! | #VALUE! | #VALUE! | #VALUE! | #VALUE! | #VALUE!
| 90th |  | #VALUE! | #VALUE! | #VALUE! | #VALUE! | #VALUE! | #VALUE! | #VALUE! | #VALUE! | #VALUE! | #VALUE! | #VALUE! | #VALUE! | #VALUE! | #VALUE! | #VALUE! | #VALUE! | #VALUE! | #VALUE! | #VALUE! | #VALUE! | #VALUE! | #VALUE! | #VALUE! | #VALUE! | #VALUE! | #VALUE! | #VALUE! | #VALUE! | #VALUE! | #VALUE! | #VALUE! | #VALUE! | #VALUE! | #VALUE! | #VALUE! | #VALUE! | #VALUE! | #VALUE! | #VALUE! | #VALUE! | #VALUE! | #VALUE! | #VALUE! | #VALUE! | #VALUE! | #VALUE! | #VALUE! | #VALUE! | #VALUE! | #VALUE! | #VALUE! | #VALUE! | #VALUE! | #VALUE! | #VALUE! | #VALUE! | #VALUE! | #VALUE! | #VALUE! | #VALUE! | #VALUE! | #VALUE! | #VALUE! | #VALUE! | #VALUE! | #VALUE! | #VALUE! | #VALUE! | #VALUE! | #VALUE! | #VALUE! | #VALUE! | #VALUE! | #VALUE! | #VALUE! | #VALUE! | #VALUE! | #VALUE! | #VALUE! | #VALUE! | #VALUE! | #VALUE! | #VALUE! | #VALUE! | #VALUE! | #VALUE! | #VALUE! | #VALUE! | #VALUE! | #VALUE! | #VALUE! | #VALUE! | #VALUE! | #VALUE! | #VALUE! | #VALUE! | #VALUE! | #VALUE! | #VALUE! | #VALUE! | #VALUE! | #VALUE! | #VALUE! | #VALUE! | #VALUE! | #VALUE! | #VALUE! | #VALUE! | #VALUE! | #VALUE! | #VALUE!
| max |  | 0 | 0 | 0 | 0 | 0 | 0 | 0 | 0 | 0 | 0 | 0 | 0 | 0 | 0 | 0 | 0 | 0 | 0 | 0 | 0 | 0 | 0 | 0 | 0 | 0 | 0 | 0 | 0 | 0 | 0 | 0 | 0 | 0 | 0 | 0 | 0 | 0 | 0 | 0 | 0 | 0 | 0 | 0 | 0 | 0 | 0 | 0 | 0 | 0 | 0 | 0 | 0 | 0 | 0 | 0 | 0 | 0 | 0 | 0 | 0 | 0 | 0 | 0 | 0 | 0 | 0 | 0 | 0 | 0 | 0 | 0 | 0 | 0 | 0 | 0 | 0 | 0 | 0 | 0 | 0 | 0 | 0 | 0 | 0 | 0 | 0 | 0 | 0 | 0 | 0 | 0 | 0 | 0 | 0 | 0 | 0 | 0 | 0 | 0 | 0 | 0 | 0 | 0 | 0 | 0 | 0 | 0 | 0 | 0 | 0 | 0
| % occur. |  | #DIV/0! | #DIV/0! | #DIV/0! | #DIV/0! | #DIV/0! | #DIV/0! | #DIV/0! | #DIV/0! | #DIV/0! | #DIV/0! | #DIV/0! | #DIV/0! | #DIV/0! | #DIV/0! | #DIV/0! | #DIV/0! | #DIV/0! | #DIV/0! | #DIV/0! | #DIV/0! | #DIV/0! | #DIV/0! | #DIV/0! | #DIV/0! | #DIV/0! | #DIV/0! | #DIV/0! | #DIV/0! | #DIV/0! | #DIV/0! | #DIV/0! | #DIV/0! | #DIV/0! | #DIV/0! | #DIV/0! | #DIV/0! | #DIV/0! | #DIV/0! | #DIV/0! | #DIV/0! | #DIV/0! | #DIV/0! | #DIV/0! | #DIV/0! | #DIV/0! | #DIV/0! | #DIV/0! | #DIV/0! | #DIV/0! | #DIV/0! | #DIV/0! | #DIV/0! | #DIV/0! | #DIV/0! | #DIV/0! | #DIV/0! | #DIV/0! | #DIV/0! | #DIV/0! | #DIV/0! | #DIV/0! | #DIV/0! | #DIV/0! | #DIV/0! | #DIV/0! | #DIV/0! | #DIV/0! | #DIV/0! | #DIV/0! | #DIV/0! | #DIV/0! | #DIV/0! | #DIV/0! | #DIV/0! | #DIV/0! | #DIV/0! | #DIV/0! | #DIV/0! | #DIV/0! | #DIV/0! | #DIV/0! | #DIV/0! | #DIV/0! | #DIV/0! | #DIV/0! | #DIV/0! | #DIV/0! | #DIV/0! | #DIV/0! | #DIV/0! | #DIV/0! | #DIV/0! | #DIV/0! | #DIV/0! | #DIV/0! | #DIV/0! | #DIV/0! | #DIV/0! | #DIV/0! | #DIV/0! | #DIV/0! | #DIV/0! | #DIV/0! | #DIV/0! | #DIV/0! | #DIV/0! | #DIV/0! | #DIV/0! | #DIV/0! | #DIV/0! | #DIV/0!
| avg/shtg |  | #DIV/0! | #DIV/0! | #DIV/0! | #DIV/0! | #DIV/0! | #DIV/0! | #DIV/0! | #DIV/0! | #DIV/0! | #DIV/0! | #DIV/0! | #DIV/0! | #DIV/0! | #DIV/0! | #DIV/0! | #DIV/0! | #DIV/0! | #DIV/0! | #DIV/0! | #DIV/0! | #DIV/0! | #DIV/0! | #DIV/0! | #DIV/0! | #DIV/0! | #DIV/0! | #DIV/0! | #DIV/0! | #DIV/0! | #DIV/0! | #DIV/0! | #DIV/0! | #DIV/0! | #DIV/0! | #DIV/0! | #DIV/0! | #DIV/0! | #DIV/0! | #DIV/0! | #DIV/0! | #DIV/0! | #DIV/0! | #DIV/0! | #DIV/0! | #DIV/0! | #DIV/0! | #DIV/0! | #DIV/0! | #DIV/0! | #DIV/0! | #DIV/0! | #DIV/0! | #DIV/0! | #DIV/0! | #DIV/0! | #DIV/0! | #DIV/0! | #DIV/0! | #DIV/0! | #DIV/0! | #DIV/0! | #DIV/0! | #DIV/0! | #DIV/0! | #DIV/0! | #DIV/0! | #DIV/0! | #DIV/0! | #DIV/0! | #DIV/0! | #DIV/0! | #DIV/0! | #DIV/0! | #DIV/0! | #DIV/0! | #DIV/0! | #DIV/0! | #DIV/0! | #DIV/0! | #DIV/0! | #DIV/0! | #DIV/0! | #DIV/0! | #DIV/0! | #DIV/0! | #DIV/0! | #DIV/0! | #DIV/0! | #DIV/0! | #DIV/0! | #DIV/0! | #DIV/0! | #DIV/0! | #DIV/0! | #DIV/0! | #DIV/0! | #DIV/0! | #DIV/0! | #DIV/0! | #DIV/0! | #DIV/0! | #DIV/0! | #DIV/0! | #DIV/0! | #DIV/0! | #DIV/0! | #DIV/0! | #DIV/0! | #DIV/0! | #DIV/0! | #DIV/0!
LB SURPLUS | avg |  | #DIV/0! | #DIV/0! | #DIV/0! | #DIV/0! | #DIV/0! | #DIV/0! | #DIV/0! | #DIV/0! | #DIV/0! | #DIV/0! | #DIV/0! | #DIV/0! | #DIV/0! | #DIV/0! | #DIV/0! | #DIV/0! | #DIV/0! | #DIV/0! | #DIV/0! | #DIV/0! | #DIV/0! | #DIV/0! | #DIV/0! | #DIV/0! | #DIV/0! | #DIV/0! | #DIV/0! | #DIV/0! | #DIV/0! | #DIV/0! | #DIV/0! | #DIV/0! | #DIV/0! | #DIV/0! | #DIV/0! | #DIV/0! | #DIV/0! | #DIV/0! | #DIV/0! | #DIV/0! | #DIV/0! | #DIV/0! | #DIV/0! | #DIV/0! | #DIV/0! | #DIV/0! | #DIV/0! | #DIV/0! | #DIV/0! | #DIV/0! | #DIV/0! | #DIV/0! | #DIV/0! | #DIV/0! | #DIV/0! | #DIV/0! | #DIV/0! | #DIV/0! | #DIV/0! | #DIV/0! | #DIV/0! | #DIV/0! | #DIV/0! | #DIV/0! | #DIV/0! | #DIV/0! | #DIV/0! | #DIV/0! | #DIV/0! | #DIV/0! | #DIV/0! | #DIV/0! | #DIV/0! | #DIV/0! | #DIV/0! | #DIV/0! | #DIV/0! | #DIV/0! | #DIV/0! | #DIV/0! | #DIV/0! | #DIV/0! | #DIV/0! | #DIV/0! | #DIV/0! | #DIV/0! | #DIV/0! | #DIV/0! | #DIV/0! | #DIV/0! | #DIV/0! | #DIV/0! | #DIV/0! | #DIV/0! | #DIV/0! | #DIV/0! | #DIV/0! | #DIV/0! | #DIV/0! | #DIV/0! | #DIV/0! | #DIV/0! | #DIV/0! | #DIV/0! | #DIV/0! | #DIV/0! | #DIV/0! | #DIV/0! | #DIV/0! | #DIV/0! | #DIV/0!
| median |  | #VALUE! | #VALUE! | #VALUE! | #VALUE! | #VALUE! | #VALUE! | #VALUE! | #VALUE! | #VALUE! | #VALUE! | #VALUE! | #VALUE! | #VALUE! | #VALUE! | #VALUE! | #VALUE! | #VALUE! | #VALUE! | #VALUE! | #VALUE! | #VALUE! | #VALUE! | #VALUE! | #VALUE! | #VALUE! | #VALUE! | #VALUE! | #VALUE! | #VALUE! | #VALUE! | #VALUE! | #VALUE! | #VALUE! | #VALUE! | #VALUE! | #VALUE! | #VALUE! | #VALUE! | #VALUE! | #VALUE! | #VALUE! | #VALUE! | #VALUE! | #VALUE! | #VALUE! | #VALUE! | #VALUE! | #VALUE! | #VALUE! | #VALUE! | #VALUE! | #VALUE! | #VALUE! | #VALUE! | #VALUE! | #VALUE! | #VALUE! | #VALUE! | #VALUE! | #VALUE! | #VALUE! | #VALUE! | #VALUE! | #VALUE! | #VALUE! | #VALUE! | #VALUE! | #VALUE! | #VALUE! | #VALUE! | #VALUE! | #VALUE! | #VALUE! | #VALUE! | #VALUE! | #VALUE! | #VALUE! | #VALUE! | #VALUE! | #VALUE! | #VALUE! | #VALUE! | #VALUE! | #VALUE! | #VALUE! | #VALUE! | #VALUE! | #VALUE! | #VALUE! | #VALUE! | #VALUE! | #VALUE! | #VALUE! | #VALUE! | #VALUE! | #VALUE! | #VALUE! | #VALUE! | #VALUE! | #VALUE! | #VALUE! | #VALUE! | #VALUE! | #VALUE! | #VALUE! | #VALUE! | #VALUE! | #VALUE! | #VALUE! | #VALUE! | #VALUE!
| 10th |  | #VALUE! | #VALUE! | #VALUE! | #VALUE! | #VALUE! | #VALUE! | #VALUE! | #VALUE! | #VALUE! | #VALUE! | #VALUE! | #VALUE! | #VALUE! | #VALUE! | #VALUE! | #VALUE! | #VALUE! | #VALUE! | #VALUE! | #VALUE! | #VALUE! | #VALUE! | #VALUE! | #VALUE! | #VALUE! | #VALUE! | #VALUE! | #VALUE! | #VALUE! | #VALUE! | #VALUE! | #VALUE! | #VALUE! | #VALUE! | #VALUE! | #VALUE! | #VALUE! | #VALUE! | #VALUE! | #VALUE! | #VALUE! | #VALUE! | #VALUE! | #VALUE! | #VALUE! | #VALUE! | #VALUE! | #VALUE! | #VALUE! | #VALUE! | #VALUE! | #VALUE! | #VALUE! | #VALUE! | #VALUE! | #VALUE! | #VALUE! | #VALUE! | #VALUE! | #VALUE! | #VALUE! | #VALUE! | #VALUE! | #VALUE! | #VALUE! | #VALUE! | #VALUE! | #VALUE! | #VALUE! | #VALUE! | #VALUE! | #VALUE! | #VALUE! | #VALUE! | #VALUE! | #VALUE! | #VALUE! | #VALUE! | #VALUE! | #VALUE! | #VALUE! | #VALUE! | #VALUE! | #VALUE! | #VALUE! | #VALUE! | #VALUE! | #VALUE! | #VALUE! | #VALUE! | #VALUE! | #VALUE! | #VALUE! | #VALUE! | #VALUE! | #VALUE! | #VALUE! | #VALUE! | #VALUE! | #VALUE! | #VALUE! | #VALUE! | #VALUE! | #VALUE! | #VALUE! | #VALUE! | #VALUE! | #VALUE! | #VALUE! | #VALUE! | #VALUE!
| 25th |  | #VALUE! | #VALUE! | #VALUE! | #VALUE! | #VALUE! | #VALUE! | #VALUE! | #VALUE! | #VALUE! | #VALUE! | #VALUE! | #VALUE! | #VALUE! | #VALUE! | #VALUE! | #VALUE! | #VALUE! | #VALUE! | #VALUE! | #VALUE! | #VALUE! | #VALUE! | #VALUE! | #VALUE! | #VALUE! | #VALUE! | #VALUE! | #VALUE! | #VALUE! | #VALUE! | #VALUE! | #VALUE! | #VALUE! | #VALUE! | #VALUE! | #VALUE! | #VALUE! | #VALUE! | #VALUE! | #VALUE! | #VALUE! | #VALUE! | #VALUE! | #VALUE! | #VALUE! | #VALUE! | #VALUE! | #VALUE! | #VALUE! | #VALUE! | #VALUE! | #VALUE! | #VALUE! | #VALUE! | #VALUE! | #VALUE! | #VALUE! | #VALUE! | #VALUE! | #VALUE! | #VALUE! | #VALUE! | #VALUE! | #VALUE! | #VALUE! | #VALUE! | #VALUE! | #VALUE! | #VALUE! | #VALUE! | #VALUE! | #VALUE! | #VALUE! | #VALUE! | #VALUE! | #VALUE! | #VALUE! | #VALUE! | #VALUE! | #VALUE! | #VALUE! | #VALUE! | #VALUE! | #VALUE! | #VALUE! | #VALUE! | #VALUE! | #VALUE! | #VALUE! | #VALUE! | #VALUE! | #VALUE! | #VALUE! | #VALUE! | #VALUE! | #VALUE! | #VALUE! | #VALUE! | #VALUE! | #VALUE! | #VALUE! | #VALUE! | #VALUE! | #VALUE! | #VALUE! | #VALUE! | #VALUE! | #VALUE! | #VALUE! | #VALUE! | #VALUE!
| 75th |  | #VALUE! | #VALUE! | #VALUE! | #VALUE! | #VALUE! | #VALUE! | #VALUE! | #VALUE! | #VALUE! | #VALUE! | #VALUE! | #VALUE! | #VALUE! | #VALUE! | #VALUE! | #VALUE! | #VALUE! | #VALUE! | #VALUE! | #VALUE! | #VALUE! | #VALUE! | #VALUE! | #VALUE! | #VALUE! | #VALUE! | #VALUE! | #VALUE! | #VALUE! | #VALUE! | #VALUE! | #VALUE! | #VALUE! | #VALUE! | #VALUE! | #VALUE! | #VALUE! | #VALUE! | #VALUE! | #VALUE! | #VALUE! | #VALUE! | #VALUE! | #VALUE! | #VALUE! | #VALUE! | #VALUE! | #VALUE! | #VALUE! | #VALUE! | #VALUE! | #VALUE! | #VALUE! | #VALUE! | #VALUE! | #VALUE! | #VALUE! | #VALUE! | #VALUE! | #VALUE! | #VALUE! | #VALUE! | #VALUE! | #VALUE! | #VALUE! | #VALUE! | #VALUE! | #VALUE! | #VALUE! | #VALUE! | #VALUE! | #VALUE! | #VALUE! | #VALUE! | #VALUE! | #VALUE! | #VALUE! | #VALUE! | #VALUE! | #VALUE! | #VALUE! | #VALUE! | #VALUE! | #VALUE! | #VALUE! | #VALUE! | #VALUE! | #VALUE! | #VALUE! | #VALUE! | #VALUE! | #VALUE! | #VALUE! | #VALUE! | #VALUE! | #VALUE! | #VALUE! | #VALUE! | #VALUE! | #VALUE! | #VALUE! | #VALUE! | #VALUE! | #VALUE! | #VALUE! | #VALUE! | #VALUE! | #VALUE! | #VALUE! | #VALUE! | #VALUE!
| 90th |  | #VALUE! | #VALUE! | #VALUE! | #VALUE! | #VALUE! | #VALUE! | #VALUE! | #VALUE! | #VALUE! | #VALUE! | #VALUE! | #VALUE! | #VALUE! | #VALUE! | #VALUE! | #VALUE! | #VALUE! | #VALUE! | #VALUE! | #VALUE! | #VALUE! | #VALUE! | #VALUE! | #VALUE! | #VALUE! | #VALUE! | #VALUE! | #VALUE! | #VALUE! | #VALUE! | #VALUE! | #VALUE! | #VALUE! | #VALUE! | #VALUE! | #VALUE! | #VALUE! | #VALUE! | #VALUE! | #VALUE! | #VALUE! | #VALUE! | #VALUE! | #VALUE! | #VALUE! | #VALUE! | #VALUE! | #VALUE! | #VALUE! | #VALUE! | #VALUE! | #VALUE! | #VALUE! | #VALUE! | #VALUE! | #VALUE! | #VALUE! | #VALUE! | #VALUE! | #VALUE! | #VALUE! | #VALUE! | #VALUE! | #VALUE! | #VALUE! | #VALUE! | #VALUE! | #VALUE! | #VALUE! | #VALUE! | #VALUE! | #VALUE! | #VALUE! | #VALUE! | #VALUE! | #VALUE! | #VALUE! | #VALUE! | #VALUE! | #VALUE! | #VALUE! | #VALUE! | #VALUE! | #VALUE! | #VALUE! | #VALUE! | #VALUE! | #VALUE! | #VALUE! | #VALUE! | #VALUE! | #VALUE! | #VALUE! | #VALUE! | #VALUE! | #VALUE! | #VALUE! | #VALUE! | #VALUE! | #VALUE! | #VALUE! | #VALUE! | #VALUE! | #VALUE! | #VALUE! | #VALUE! | #VALUE! | #VALUE! | #VALUE! | #VALUE! | #VALUE!
| max |  | 0 | 0 | 0 | 0 | 0 | 0 | 0 | 0 | 0 | 0 | 0 | 0 | 0 | 0 | 0 | 0 | 0 | 0 | 0 | 0 | 0 | 0 | 0 | 0 | 0 | 0 | 0 | 0 | 0 | 0 | 0 | 0 | 0 | 0 | 0 | 0 | 0 | 0 | 0 | 0 | 0 | 0 | 0 | 0 | 0 | 0 | 0 | 0 | 0 | 0 | 0 | 0 | 0 | 0 | 0 | 0 | 0 | 0 | 0 | 0 | 0 | 0 | 0 | 0 | 0 | 0 | 0 | 0 | 0 | 0 | 0 | 0 | 0 | 0 | 0 | 0 | 0 | 0 | 0 | 0 | 0 | 0 | 0 | 0 | 0 | 0 | 0 | 0 | 0 | 0 | 0 | 0 | 0 | 0 | 0 | 0 | 0 | 0 | 0 | 0 | 0 | 0 | 0 | 0 | 0 | 0 | 0 | 0 | 0 | 0 | 0
| % occur. |  | #DIV/0! | #DIV/0! | #DIV/0! | #DIV/0! | #DIV/0! | #DIV/0! | #DIV/0! | #DIV/0! | #DIV/0! | #DIV/0! | #DIV/0! | #DIV/0! | #DIV/0! | #DIV/0! | #DIV/0! | #DIV/0! | #DIV/0! | #DIV/0! | #DIV/0! | #DIV/0! | #DIV/0! | #DIV/0! | #DIV/0! | #DIV/0! | #DIV/0! | #DIV/0! | #DIV/0! | #DIV/0! | #DIV/0! | #DIV/0! | #DIV/0! | #DIV/0! | #DIV/0! | #DIV/0! | #DIV/0! | #DIV/0! | #DIV/0! | #DIV/0! | #DIV/0! | #DIV/0! | #DIV/0! | #DIV/0! | #DIV/0! | #DIV/0! | #DIV/0! | #DIV/0! | #DIV/0! | #DIV/0! | #DIV/0! | #DIV/0! | #DIV/0! | #DIV/0! | #DIV/0! | #DIV/0! | #DIV/0! | #DIV/0! | #DIV/0! | #DIV/0! | #DIV/0! | #DIV/0! | #DIV/0! | #DIV/0! | #DIV/0! | #DIV/0! | #DIV/0! | #DIV/0! | #DIV/0! | #DIV/0! | #DIV/0! | #DIV/0! | #DIV/0! | #DIV/0! | #DIV/0! | #DIV/0! | #DIV/0! | #DIV/0! | #DIV/0! | #DIV/0! | #DIV/0! | #DIV/0! | #DIV/0! | #DIV/0! | #DIV/0! | #DIV/0! | #DIV/0! | #DIV/0! | #DIV/0! | #DIV/0! | #DIV/0! | #DIV/0! | #DIV/0! | #DIV/0! | #DIV/0! | #DIV/0! | #DIV/0! | #DIV/0! | #DIV/0! | #DIV/0! | #DIV/0! | #DIV/0! | #DIV/0! | #DIV/0! | #DIV/0! | #DIV/0! | #DIV/0! | #DIV/0! | #DIV/0! | #DIV/0! | #DIV/0! | #DIV/0! | #DIV/0!
| avg/srpls |  | #DIV/0! | #DIV/0! | #DIV/0! | #DIV/0! | #DIV/0! | #DIV/0! | #DIV/0! | #DIV/0! | #DIV/0! | #DIV/0! | #DIV/0! | #DIV/0! | #DIV/0! | #DIV/0! | #DIV/0! | #DIV/0! | #DIV/0! | #DIV/0! | #DIV/0! | #DIV/0! | #DIV/0! | #DIV/0! | #DIV/0! | #DIV/0! | #DIV/0! | #DIV/0! | #DIV/0! | #DIV/0! | #DIV/0! | #DIV/0! | #DIV/0! | #DIV/0! | #DIV/0! | #DIV/0! | #DIV/0! | #DIV/0! | #DIV/0! | #DIV/0! | #DIV/0! | #DIV/0! | #DIV/0! | #DIV/0! | #DIV/0! | #DIV/0! | #DIV/0! | #DIV/0! | #DIV/0! | #DIV/0! | #DIV/0! | #DIV/0! | #DIV/0! | #DIV/0! | #DIV/0! | #DIV/0! | #DIV/0! | #DIV/0! | #DIV/0! | #DIV/0! | #DIV/0! | #DIV/0! | #DIV/0! | #DIV/0! | #DIV/0! | #DIV/0! | #DIV/0! | #DIV/0! | #DIV/0! | #DIV/0! | #DIV/0! | #DIV/0! | #DIV/0! | #DIV/0! | #DIV/0! | #DIV/0! | #DIV/0! | #DIV/0! | #DIV/0! | #DIV/0! | #DIV/0! | #DIV/0! | #DIV/0! | #DIV/0! | #DIV/0! | #DIV/0! | #DIV/0! | #DIV/0! | #DIV/0! | #DIV/0! | #DIV/0! | #DIV/0! | #DIV/0! | #DIV/0! | #DIV/0! | #DIV/0! | #DIV/0! | #DIV/0! | #DIV/0! | #DIV/0! | #DIV/0! | #DIV/0! | #DIV/0! | #DIV/0! | #DIV/0! | #DIV/0! | #DIV/0! | #DIV/0! | #DIV/0! | #DIV/0! | #DIV/0! | #DIV/0! | #DIV/0!
GC GEN (GWh/yr) | avg |  | #DIV/0! | #DIV/0! | #DIV/0! | #DIV/0! | #DIV/0! | #DIV/0! | #DIV/0! | #DIV/0! | #DIV/0! | #DIV/0! | #DIV/0! | #DIV/0! | #DIV/0! | #DIV/0! | #DIV/0! | #DIV/0! | #DIV/0! | #DIV/0! | #DIV/0! | #DIV/0! | #DIV/0! | #DIV/0! | #DIV/0! | #DIV/0! | #DIV/0! | #DIV/0! | #DIV/0! | #DIV/0! | #DIV/0! | #DIV/0! | #DIV/0! | #DIV/0! | #DIV/0! | #DIV/0! | #DIV/0! | #DIV/0! | #DIV/0! | #DIV/0! | #DIV/0! | #DIV/0! | #DIV/0! | #DIV/0! | #DIV/0! | #DIV/0! | #DIV/0! | #DIV/0! | #DIV/0! | #DIV/0! | #DIV/0! | #DIV/0! | #DIV/0! | #DIV/0! | #DIV/0! | #DIV/0! | #DIV/0! | #DIV/0! | #DIV/0! | #DIV/0! | #DIV/0! | #DIV/0! | #DIV/0! | #DIV/0! | #DIV/0! | #DIV/0! | #DIV/0! | #DIV/0! | #DIV/0! | #DIV/0! | #DIV/0! | #DIV/0! | #DIV/0! | #DIV/0! | #DIV/0! | #DIV/0! | #DIV/0! | #DIV/0! | #DIV/0! | #DIV/0! | #DIV/0! | #DIV/0! | #DIV/0! | #DIV/0! | #DIV/0! | #DIV/0! | #DIV/0! | #DIV/0! | #DIV/0! | #DIV/0! | #DIV/0! | #DIV/0! | #DIV/0! | #DIV/0! | #DIV/0! | #DIV/0! | #DIV/0! | #DIV/0! | #DIV/0! | #DIV/0! | #DIV/0! | #DIV/0! | #DIV/0! | #DIV/0! | #DIV/0! | #DIV/0! | #DIV/0! | #DIV/0! | #DIV/0! | #DIV/0! | #DIV/0! | #DIV/0! | #DIV/0!
| median |  | #VALUE! | #VALUE! | #VALUE! | #VALUE! | #VALUE! | #VALUE! | #VALUE! | #VALUE! | #VALUE! | #VALUE! | #VALUE! | #VALUE! | #VALUE! | #VALUE! | #VALUE! | #VALUE! | #VALUE! | #VALUE! | #VALUE! | #VALUE! | #VALUE! | #VALUE! | #VALUE! | #VALUE! | #VALUE! | #VALUE! | #VALUE! | #VALUE! | #VALUE! | #VALUE! | #VALUE! | #VALUE! | #VALUE! | #VALUE! | #VALUE! | #VALUE! | #VALUE! | #VALUE! | #VALUE! | #VALUE! | #VALUE! | #VALUE! | #VALUE! | #VALUE! | #VALUE! | #VALUE! | #VALUE! | #VALUE! | #VALUE! | #VALUE! | #VALUE! | #VALUE! | #VALUE! | #VALUE! | #VALUE! | #VALUE! | #VALUE! | #VALUE! | #VALUE! | #VALUE! | #VALUE! | #VALUE! | #VALUE! | #VALUE! | #VALUE! | #VALUE! | #VALUE! | #VALUE! | #VALUE! | #VALUE! | #VALUE! | #VALUE! | #VALUE! | #VALUE! | #VALUE! | #VALUE! | #VALUE! | #VALUE! | #VALUE! | #VALUE! | #VALUE! | #VALUE! | #VALUE! | #VALUE! | #VALUE! | #VALUE! | #VALUE! | #VALUE! | #VALUE! | #VALUE! | #VALUE! | #VALUE! | #VALUE! | #VALUE! | #VALUE! | #VALUE! | #VALUE! | #VALUE! | #VALUE! | #VALUE! | #VALUE! | #VALUE! | #VALUE! | #VALUE! | #VALUE! | #VALUE! | #VALUE! | #VALUE! | #VALUE! | #VALUE! | #VALUE!
| 10th |  | #VALUE! | #VALUE! | #VALUE! | #VALUE! | #VALUE! | #VALUE! | #VALUE! | #VALUE! | #VALUE! | #VALUE! | #VALUE! | #VALUE! | #VALUE! | #VALUE! | #VALUE! | #VALUE! | #VALUE! | #VALUE! | #VALUE! | #VALUE! | #VALUE! | #VALUE! | #VALUE! | #VALUE! | #VALUE! | #VALUE! | #VALUE! | #VALUE! | #VALUE! | #VALUE! | #VALUE! | #VALUE! | #VALUE! | #VALUE! | #VALUE! | #VALUE! | #VALUE! | #VALUE! | #VALUE! | #VALUE! | #VALUE! | #VALUE! | #VALUE! | #VALUE! | #VALUE! | #VALUE! | #VALUE! | #VALUE! | #VALUE! | #VALUE! | #VALUE! | #VALUE! | #VALUE! | #VALUE! | #VALUE! | #VALUE! | #VALUE! | #VALUE! | #VALUE! | #VALUE! | #VALUE! | #VALUE! | #VALUE! | #VALUE! | #VALUE! | #VALUE! | #VALUE! | #VALUE! | #VALUE! | #VALUE! | #VALUE! | #VALUE! | #VALUE! | #VALUE! | #VALUE! | #VALUE! | #VALUE! | #VALUE! | #VALUE! | #VALUE! | #VALUE! | #VALUE! | #VALUE! | #VALUE! | #VALUE! | #VALUE! | #VALUE! | #VALUE! | #VALUE! | #VALUE! | #VALUE! | #VALUE! | #VALUE! | #VALUE! | #VALUE! | #VALUE! | #VALUE! | #VALUE! | #VALUE! | #VALUE! | #VALUE! | #VALUE! | #VALUE! | #VALUE! | #VALUE! | #VALUE! | #VALUE! | #VALUE! | #VALUE! | #VALUE! | #VALUE!
| 25th |  | #VALUE! | #VALUE! | #VALUE! | #VALUE! | #VALUE! | #VALUE! | #VALUE! | #VALUE! | #VALUE! | #VALUE! | #VALUE! | #VALUE! | #VALUE! | #VALUE! | #VALUE! | #VALUE! | #VALUE! | #VALUE! | #VALUE! | #VALUE! | #VALUE! | #VALUE! | #VALUE! | #VALUE! | #VALUE! | #VALUE! | #VALUE! | #VALUE! | #VALUE! | #VALUE! | #VALUE! | #VALUE! | #VALUE! | #VALUE! | #VALUE! | #VALUE! | #VALUE! | #VALUE! | #VALUE! | #VALUE! | #VALUE! | #VALUE! | #VALUE! | #VALUE! | #VALUE! | #VALUE! | #VALUE! | #VALUE! | #VALUE! | #VALUE! | #VALUE! | #VALUE! | #VALUE! | #VALUE! | #VALUE! | #VALUE! | #VALUE! | #VALUE! | #VALUE! | #VALUE! | #VALUE! | #VALUE! | #VALUE! | #VALUE! | #VALUE! | #VALUE! | #VALUE! | #VALUE! | #VALUE! | #VALUE! | #VALUE! | #VALUE! | #VALUE! | #VALUE! | #VALUE! | #VALUE! | #VALUE! | #VALUE! | #VALUE! | #VALUE! | #VALUE! | #VALUE! | #VALUE! | #VALUE! | #VALUE! | #VALUE! | #VALUE! | #VALUE! | #VALUE! | #VALUE! | #VALUE! | #VALUE! | #VALUE! | #VALUE! | #VALUE! | #VALUE! | #VALUE! | #VALUE! | #VALUE! | #VALUE! | #VALUE! | #VALUE! | #VALUE! | #VALUE! | #VALUE! | #VALUE! | #VALUE! | #VALUE! | #VALUE! | #VALUE! | #VALUE!
| 75th |  | #VALUE! | #VALUE! | #VALUE! | #VALUE! | #VALUE! | #VALUE! | #VALUE! | #VALUE! | #VALUE! | #VALUE! | #VALUE! | #VALUE! | #VALUE! | #VALUE! | #VALUE! | #VALUE! | #VALUE! | #VALUE! | #VALUE! | #VALUE! | #VALUE! | #VALUE! | #VALUE! | #VALUE! | #VALUE! | #VALUE! | #VALUE! | #VALUE! | #VALUE! | #VALUE! | #VALUE! | #VALUE! | #VALUE! | #VALUE! | #VALUE! | #VALUE! | #VALUE! | #VALUE! | #VALUE! | #VALUE! | #VALUE! | #VALUE! | #VALUE! | #VALUE! | #VALUE! | #VALUE! | #VALUE! | #VALUE! | #VALUE! | #VALUE! | #VALUE! | #VALUE! | #VALUE! | #VALUE! | #VALUE! | #VALUE! | #VALUE! | #VALUE! | #VALUE! | #VALUE! | #VALUE! | #VALUE! | #VALUE! | #VALUE! | #VALUE! | #VALUE! | #VALUE! | #VALUE! | #VALUE! | #VALUE! | #VALUE! | #VALUE! | #VALUE! | #VALUE! | #VALUE! | #VALUE! | #VALUE! | #VALUE! | #VALUE! | #VALUE! | #VALUE! | #VALUE! | #VALUE! | #VALUE! | #VALUE! | #VALUE! | #VALUE! | #VALUE! | #VALUE! | #VALUE! | #VALUE! | #VALUE! | #VALUE! | #VALUE! | #VALUE! | #VALUE! | #VALUE! | #VALUE! | #VALUE! | #VALUE! | #VALUE! | #VALUE! | #VALUE! | #VALUE! | #VALUE! | #VALUE! | #VALUE! | #VALUE! | #VALUE! | #VALUE! | #VALUE!
| 90th |  | #VALUE! | #VALUE! | #VALUE! | #VALUE! | #VALUE! | #VALUE! | #VALUE! | #VALUE! | #VALUE! | #VALUE! | #VALUE! | #VALUE! | #VALUE! | #VALUE! | #VALUE! | #VALUE! | #VALUE! | #VALUE! | #VALUE! | #VALUE! | #VALUE! | #VALUE! | #VALUE! | #VALUE! | #VALUE! | #VALUE! | #VALUE! | #VALUE! | #VALUE! | #VALUE! | #VALUE! | #VALUE! | #VALUE! | #VALUE! | #VALUE! | #VALUE! | #VALUE! | #VALUE! | #VALUE! | #VALUE! | #VALUE! | #VALUE! | #VALUE! | #VALUE! | #VALUE! | #VALUE! | #VALUE! | #VALUE! | #VALUE! | #VALUE! | #VALUE! | #VALUE! | #VALUE! | #VALUE! | #VALUE! | #VALUE! | #VALUE! | #VALUE! | #VALUE! | #VALUE! | #VALUE! | #VALUE! | #VALUE! | #VALUE! | #VALUE! | #VALUE! | #VALUE! | #VALUE! | #VALUE! | #VALUE! | #VALUE! | #VALUE! | #VALUE! | #VALUE! | #VALUE! | #VALUE! | #VALUE! | #VALUE! | #VALUE! | #VALUE! | #VALUE! | #VALUE! | #VALUE! | #VALUE! | #VALUE! | #VALUE! | #VALUE! | #VALUE! | #VALUE! | #VALUE! | #VALUE! | #VALUE! | #VALUE! | #VALUE! | #VALUE! | #VALUE! | #VALUE! | #VALUE! | #VALUE! | #VALUE! | #VALUE! | #VALUE! | #VALUE! | #VALUE! | #VALUE! | #VALUE! | #VALUE! | #VALUE! | #VALUE! | #VALUE! | #VALUE!
| % yrs gen. |  | #DIV/0! | #DIV/0! | #DIV/0! | #DIV/0! | #DIV/0! | #DIV/0! | #DIV/0! | #DIV/0! | #DIV/0! | #DIV/0! | #DIV/0! | #DIV/0! | #DIV/0! | #DIV/0! | #DIV/0! | #DIV/0! | #DIV/0! | #DIV/0! | #DIV/0! | #DIV/0! | #DIV/0! | #DIV/0! | #DIV/0! | #DIV/0! | #DIV/0! | #DIV/0! | #DIV/0! | #DIV/0! | #DIV/0! | #DIV/0! | #DIV/0! | #DIV/0! | #DIV/0! | #DIV/0! | #DIV/0! | #DIV/0! | #DIV/0! | #DIV/0! | #DIV/0! | #DIV/0! | #DIV/0! | #DIV/0! | #DIV/0! | #DIV/0! | #DIV/0! | #DIV/0! | #DIV/0! | #DIV/0! | #DIV/0! | #DIV/0! | #DIV/0! | #DIV/0! | #DIV/0! | #DIV/0! | #DIV/0! | #DIV/0! | #DIV/0! | #DIV/0! | #DIV/0! | #DIV/0! | #DIV/0! | #DIV/0! | #DIV/0! | #DIV/0! | #DIV/0! | #DIV/0! | #DIV/0! | #DIV/0! | #DIV/0! | #DIV/0! | #DIV/0! | #DIV/0! | #DIV/0! | #DIV/0! | #DIV/0! | #DIV/0! | #DIV/0! | #DIV/0! | #DIV/0! | #DIV/0! | #DIV/0! | #DIV/0! | #DIV/0! | #DIV/0! | #DIV/0! | #DIV/0! | #DIV/0! | #DIV/0! | #DIV/0! | #DIV/0! | #DIV/0! | #DIV/0! | #DIV/0! | #DIV/0! | #DIV/0! | #DIV/0! | #DIV/0! | #DIV/0! | #DIV/0! | #DIV/0! | #DIV/0! | #DIV/0! | #DIV/0! | #DIV/0! | #DIV/0! | #DIV/0! | #DIV/0! | #DIV/0! | #DIV/0! | #DIV/0! | #DIV/0!
MEAD GEN (GWh/yr) | avg |  | #DIV/0! | #DIV/0! | #DIV/0! | #DIV/0! | #DIV/0! | #DIV/0! | #DIV/0! | #DIV/0! | #DIV/0! | #DIV/0! | #DIV/0! | #DIV/0! | #DIV/0! | #DIV/0! | #DIV/0! | #DIV/0! | #DIV/0! | #DIV/0! | #DIV/0! | #DIV/0! | #DIV/0! | #DIV/0! | #DIV/0! | #DIV/0! | #DIV/0! | #DIV/0! | #DIV/0! | #DIV/0! | #DIV/0! | #DIV/0! | #DIV/0! | #DIV/0! | #DIV/0! | #DIV/0! | #DIV/0! | #DIV/0! | #DIV/0! | #DIV/0! | #DIV/0! | #DIV/0! | #DIV/0! | #DIV/0! | #DIV/0! | #DIV/0! | #DIV/0! | #DIV/0! | #DIV/0! | #DIV/0! | #DIV/0! | #DIV/0! | #DIV/0! | #DIV/0! | #DIV/0! | #DIV/0! | #DIV/0! | #DIV/0! | #DIV/0! | #DIV/0! | #DIV/0! | #DIV/0! | #DIV/0! | #DIV/0! | #DIV/0! | #DIV/0! | #DIV/0! | #DIV/0! | #DIV/0! | #DIV/0! | #DIV/0! | #DIV/0! | #DIV/0! | #DIV/0! | #DIV/0! | #DIV/0! | #DIV/0! | #DIV/0! | #DIV/0! | #DIV/0! | #DIV/0! | #DIV/0! | #DIV/0! | #DIV/0! | #DIV/0! | #DIV/0! | #DIV/0! | #DIV/0! | #DIV/0! | #DIV/0! | #DIV/0! | #DIV/0! | #DIV/0! | #DIV/0! | #DIV/0! | #DIV/0! | #DIV/0! | #DIV/0! | #DIV/0! | #DIV/0! | #DIV/0! | #DIV/0! | #DIV/0! | #DIV/0! | #DIV/0! | #DIV/0! | #DIV/0! | #DIV/0! | #DIV/0! | #DIV/0! | #DIV/0! | #DIV/0! | #DIV/0!
| median |  | #VALUE! | #VALUE! | #VALUE! | #VALUE! | #VALUE! | #VALUE! | #VALUE! | #VALUE! | #VALUE! | #VALUE! | #VALUE! | #VALUE! | #VALUE! | #VALUE! | #VALUE! | #VALUE! | #VALUE! | #VALUE! | #VALUE! | #VALUE! | #VALUE! | #VALUE! | #VALUE! | #VALUE! | #VALUE! | #VALUE! | #VALUE! | #VALUE! | #VALUE! | #VALUE! | #VALUE! | #VALUE! | #VALUE! | #VALUE! | #VALUE! | #VALUE! | #VALUE! | #VALUE! | #VALUE! | #VALUE! | #VALUE! | #VALUE! | #VALUE! | #VALUE! | #VALUE! | #VALUE! | #VALUE! | #VALUE! | #VALUE! | #VALUE! | #VALUE! | #VALUE! | #VALUE! | #VALUE! | #VALUE! | #VALUE! | #VALUE! | #VALUE! | #VALUE! | #VALUE! | #VALUE! | #VALUE! | #VALUE! | #VALUE! | #VALUE! | #VALUE! | #VALUE! | #VALUE! | #VALUE! | #VALUE! | #VALUE! | #VALUE! | #VALUE! | #VALUE! | #VALUE! | #VALUE! | #VALUE! | #VALUE! | #VALUE! | #VALUE! | #VALUE! | #VALUE! | #VALUE! | #VALUE! | #VALUE! | #VALUE! | #VALUE! | #VALUE! | #VALUE! | #VALUE! | #VALUE! | #VALUE! | #VALUE! | #VALUE! | #VALUE! | #VALUE! | #VALUE! | #VALUE! | #VALUE! | #VALUE! | #VALUE! | #VALUE! | #VALUE! | #VALUE! | #VALUE! | #VALUE! | #VALUE! | #VALUE! | #VALUE! | #VALUE! | #VALUE!
| 10th |  | #VALUE! | #VALUE! | #VALUE! | #VALUE! | #VALUE! | #VALUE! | #VALUE! | #VALUE! | #VALUE! | #VALUE! | #VALUE! | #VALUE! | #VALUE! | #VALUE! | #VALUE! | #VALUE! | #VALUE! | #VALUE! | #VALUE! | #VALUE! | #VALUE! | #VALUE! | #VALUE! | #VALUE! | #VALUE! | #VALUE! | #VALUE! | #VALUE! | #VALUE! | #VALUE! | #VALUE! | #VALUE! | #VALUE! | #VALUE! | #VALUE! | #VALUE! | #VALUE! | #VALUE! | #VALUE! | #VALUE! | #VALUE! | #VALUE! | #VALUE! | #VALUE! | #VALUE! | #VALUE! | #VALUE! | #VALUE! | #VALUE! | #VALUE! | #VALUE! | #VALUE! | #VALUE! | #VALUE! | #VALUE! | #VALUE! | #VALUE! | #VALUE! | #VALUE! | #VALUE! | #VALUE! | #VALUE! | #VALUE! | #VALUE! | #VALUE! | #VALUE! | #VALUE! | #VALUE! | #VALUE! | #VALUE! | #VALUE! | #VALUE! | #VALUE! | #VALUE! | #VALUE! | #VALUE! | #VALUE! | #VALUE! | #VALUE! | #VALUE! | #VALUE! | #VALUE! | #VALUE! | #VALUE! | #VALUE! | #VALUE! | #VALUE! | #VALUE! | #VALUE! | #VALUE! | #VALUE! | #VALUE! | #VALUE! | #VALUE! | #VALUE! | #VALUE! | #VALUE! | #VALUE! | #VALUE! | #VALUE! | #VALUE! | #VALUE! | #VALUE! | #VALUE! | #VALUE! | #VALUE! | #VALUE! | #VALUE! | #VALUE! | #VALUE! | #VALUE!
| 25th |  | #VALUE! | #VALUE! | #VALUE! | #VALUE! | #VALUE! | #VALUE! | #VALUE! | #VALUE! | #VALUE! | #VALUE! | #VALUE! | #VALUE! | #VALUE! | #VALUE! | #VALUE! | #VALUE! | #VALUE! | #VALUE! | #VALUE! | #VALUE! | #VALUE! | #VALUE! | #VALUE! | #VALUE! | #VALUE! | #VALUE! | #VALUE! | #VALUE! | #VALUE! | #VALUE! | #VALUE! | #VALUE! | #VALUE! | #VALUE! | #VALUE! | #VALUE! | #VALUE! | #VALUE! | #VALUE! | #VALUE! | #VALUE! | #VALUE! | #VALUE! | #VALUE! | #VALUE! | #VALUE! | #VALUE! | #VALUE! | #VALUE! | #VALUE! | #VALUE! | #VALUE! | #VALUE! | #VALUE! | #VALUE! | #VALUE! | #VALUE! | #VALUE! | #VALUE! | #VALUE! | #VALUE! | #VALUE! | #VALUE! | #VALUE! | #VALUE! | #VALUE! | #VALUE! | #VALUE! | #VALUE! | #VALUE! | #VALUE! | #VALUE! | #VALUE! | #VALUE! | #VALUE! | #VALUE! | #VALUE! | #VALUE! | #VALUE! | #VALUE! | #VALUE! | #VALUE! | #VALUE! | #VALUE! | #VALUE! | #VALUE! | #VALUE! | #VALUE! | #VALUE! | #VALUE! | #VALUE! | #VALUE! | #VALUE! | #VALUE! | #VALUE! | #VALUE! | #VALUE! | #VALUE! | #VALUE! | #VALUE! | #VALUE! | #VALUE! | #VALUE! | #VALUE! | #VALUE! | #VALUE! | #VALUE! | #VALUE! | #VALUE! | #VALUE! | #VALUE!
| 75th |  | #VALUE! | #VALUE! | #VALUE! | #VALUE! | #VALUE! | #VALUE! | #VALUE! | #VALUE! | #VALUE! | #VALUE! | #VALUE! | #VALUE! | #VALUE! | #VALUE! | #VALUE! | #VALUE! | #VALUE! | #VALUE! | #VALUE! | #VALUE! | #VALUE! | #VALUE! | #VALUE! | #VALUE! | #VALUE! | #VALUE! | #VALUE! | #VALUE! | #VALUE! | #VALUE! | #VALUE! | #VALUE! | #VALUE! | #VALUE! | #VALUE! | #VALUE! | #VALUE! | #VALUE! | #VALUE! | #VALUE! | #VALUE! | #VALUE! | #VALUE! | #VALUE! | #VALUE! | #VALUE! | #VALUE! | #VALUE! | #VALUE! | #VALUE! | #VALUE! | #VALUE! | #VALUE! | #VALUE! | #VALUE! | #VALUE! | #VALUE! | #VALUE! | #VALUE! | #VALUE! | #VALUE! | #VALUE! | #VALUE! | #VALUE! | #VALUE! | #VALUE! | #VALUE! | #VALUE! | #VALUE! | #VALUE! | #VALUE! | #VALUE! | #VALUE! | #VALUE! | #VALUE! | #VALUE! | #VALUE! | #VALUE! | #VALUE! | #VALUE! | #VALUE! | #VALUE! | #VALUE! | #VALUE! | #VALUE! | #VALUE! | #VALUE! | #VALUE! | #VALUE! | #VALUE! | #VALUE! | #VALUE! | #VALUE! | #VALUE! | #VALUE! | #VALUE! | #VALUE! | #VALUE! | #VALUE! | #VALUE! | #VALUE! | #VALUE! | #VALUE! | #VALUE! | #VALUE! | #VALUE! | #VALUE! | #VALUE! | #VALUE! | #VALUE! | #VALUE!
| 90th |  | #VALUE! | #VALUE! | #VALUE! | #VALUE! | #VALUE! | #VALUE! | #VALUE! | #VALUE! | #VALUE! | #VALUE! | #VALUE! | #VALUE! | #VALUE! | #VALUE! | #VALUE! | #VALUE! | #VALUE! | #VALUE! | #VALUE! | #VALUE! | #VALUE! | #VALUE! | #VALUE! | #VALUE! | #VALUE! | #VALUE! | #VALUE! | #VALUE! | #VALUE! | #VALUE! | #VALUE! | #VALUE! | #VALUE! | #VALUE! | #VALUE! | #VALUE! | #VALUE! | #VALUE! | #VALUE! | #VALUE! | #VALUE! | #VALUE! | #VALUE! | #VALUE! | #VALUE! | #VALUE! | #VALUE! | #VALUE! | #VALUE! | #VALUE! | #VALUE! | #VALUE! | #VALUE! | #VALUE! | #VALUE! | #VALUE! | #VALUE! | #VALUE! | #VALUE! | #VALUE! | #VALUE! | #VALUE! | #VALUE! | #VALUE! | #VALUE! | #VALUE! | #VALUE! | #VALUE! | #VALUE! | #VALUE! | #VALUE! | #VALUE! | #VALUE! | #VALUE! | #VALUE! | #VALUE! | #VALUE! | #VALUE! | #VALUE! | #VALUE! | #VALUE! | #VALUE! | #VALUE! | #VALUE! | #VALUE! | #VALUE! | #VALUE! | #VALUE! | #VALUE! | #VALUE! | #VALUE! | #VALUE! | #VALUE! | #VALUE! | #VALUE! | #VALUE! | #VALUE! | #VALUE! | #VALUE! | #VALUE! | #VALUE! | #VALUE! | #VALUE! | #VALUE! | #VALUE! | #VALUE! | #VALUE! | #VALUE! | #VALUE! | #VALUE! | #VALUE!
| % yrs gen. |  | #DIV/0! | #DIV/0! | #DIV/0! | #DIV/0! | #DIV/0! | #DIV/0! | #DIV/0! | #DIV/0! | #DIV/0! | #DIV/0! | #DIV/0! | #DIV/0! | #DIV/0! | #DIV/0! | #DIV/0! | #DIV/0! | #DIV/0! | #DIV/0! | #DIV/0! | #DIV/0! | #DIV/0! | #DIV/0! | #DIV/0! | #DIV/0! | #DIV/0! | #DIV/0! | #DIV/0! | #DIV/0! | #DIV/0! | #DIV/0! | #DIV/0! | #DIV/0! | #DIV/0! | #DIV/0! | #DIV/0! | #DIV/0! | #DIV/0! | #DIV/0! | #DIV/0! | #DIV/0! | #DIV/0! | #DIV/0! | #DIV/0! | #DIV/0! | #DIV/0! | #DIV/0! | #DIV/0! | #DIV/0! | #DIV/0! | #DIV/0! | #DIV/0! | #DIV/0! | #DIV/0! | #DIV/0! | #DIV/0! | #DIV/0! | #DIV/0! | #DIV/0! | #DIV/0! | #DIV/0! | #DIV/0! | #DIV/0! | #DIV/0! | #DIV/0! | #DIV/0! | #DIV/0! | #DIV/0! | #DIV/0! | #DIV/0! | #DIV/0! | #DIV/0! | #DIV/0! | #DIV/0! | #DIV/0! | #DIV/0! | #DIV/0! | #DIV/0! | #DIV/0! | #DIV/0! | #DIV/0! | #DIV/0! | #DIV/0! | #DIV/0! | #DIV/0! | #DIV/0! | #DIV/0! | #DIV/0! | #DIV/0! | #DIV/0! | #DIV/0! | #DIV/0! | #DIV/0! | #DIV/0! | #DIV/0! | #DIV/0! | #DIV/0! | #DIV/0! | #DIV/0! | #DIV/0! | #DIV/0! | #DIV/0! | #DIV/0! | #DIV/0! | #DIV/0! | #DIV/0! | #DIV/0! | #DIV/0! | #DIV/0! | #DIV/0! | #DIV/0! | #DIV/0!
Total Gen (GWhr/yr) |  |  | #DIV/0! | #DIV/0! | #DIV/0! | #DIV/0! | #DIV/0! | #DIV/0! | #DIV/0! | #DIV/0! | #DIV/0! | #DIV/0! | #DIV/0! | #DIV/0! | #DIV/0! | #DIV/0! | #DIV/0! | #DIV/0! | #DIV/0! | #DIV/0! | #DIV/0! | #DIV/0! | #DIV/0! | #DIV/0! | #DIV/0! | #DIV/0! | #DIV/0! | #DIV/0! | #DIV/0! | #DIV/0! | #DIV/0! | #DIV/0! | #DIV/0! | #DIV/0! | #DIV/0! | #DIV/0! | #DIV/0! | #DIV/0! | #DIV/0! | #DIV/0! | #DIV/0! | #DIV/0! | #DIV/0! | #DIV/0! | #DIV/0! | #DIV/0! | #DIV/0! | #DIV/0! | #DIV/0! | #DIV/0! | #DIV/0! | #DIV/0! | #DIV/0! | #DIV/0! | #DIV/0! | #DIV/0! | #DIV/0! | #DIV/0! | #DIV/0! | #DIV/0! | #DIV/0! | #DIV/0! | #DIV/0! | #DIV/0! | #DIV/0! | #DIV/0! | #DIV/0! | #DIV/0! | #DIV/0! | #DIV/0! | #DIV/0! | #DIV/0! | #DIV/0! | #DIV/0! | #DIV/0! | #DIV/0! | #DIV/0! | #DIV/0! | #DIV/0! | #DIV/0! | #DIV/0! | #DIV/0! | #DIV/0! | #DIV/0! | #DIV/0! | #DIV/0! | #DIV/0! | #DIV/0! | #DIV/0! | #DIV/0! | #DIV/0! | #DIV/0! | #DIV/0! | #DIV/0! | #DIV/0! | #DIV/0! | #DIV/0! | #DIV/0! | #DIV/0! | #DIV/0! | #DIV/0! | #DIV/0! | #DIV/0! | #DIV/0! | #DIV/0! | #DIV/0! | #DIV/0! | #DIV/0! | #DIV/0! | #DIV/0! | #DIV/0! | #DIV/0! | #DIV/0!
Inflow to Mead | avg |  | DO NOT DELETE LINES 300 - 499 2008: #DIV/0!

## DataDump BSA1
RESULTS AVERAGED OVER ALL BSA ISM RUNS | [154 empty] | USBR CRSS RESULTS, from DEIS
FCY | NAT FLOW | [5 empty] | 10 YEAR NATURAL | [5 empty] | UB DEMAND | UB USE | [5 empty] | INFLOW TO LP | [5 empty] | POWELL STORAGE | [9 empty] | POWELL ELEVATION | [5 empty] | POWELL EVAP | [5 empty] | GC RELEASE | [5 empty] | 10 YEAR GC RELEASE | [5 empty] | MEAD STORAGE | [9 empty] | MEAD ELEVATION | [5 empty] | MEAD EVAP | [5 empty] | MEAD RELEASE | [5 empty] | < 1025' (%) | < 1050' (%) | < 1075' (%) | MEAD LVL 1 SHT | [7 empty] | MEAD LVL 2 SHT | [7 empty] | UB SHORTAGE | [8 empty] | LB SHORTAGE | [8 empty] | LB SURPLUS | [8 empty] | GC GEN (GWh/yr) | [6 empty] | MEAD GEN (GWh/yr) | [6 empty] | Total Gen. | Mead In (MAF/yr) |  |  |  |  | FEET | 15.03 - Powell W/O CONS. |  |  | 15.03 - Mead W/O CONS. |  |  | 15.03 - Powell from CRSS Output BSA |  |  | 15.03 - Mead from CRSS Output BSA |  |  | Paleo - Powell W/O CONS. |  |  | Paleo - Mead W/O CONS.
| avg | median | 10th | 25th | 75th | 90th | avg | median | 10th | 25th | 75th | 90th | avg | avg | median | 10th | 25th | 75th | 90th | avg | median | 10th | 25th | 75th | 90th | avg | median | 10th | 25th | 75th | 90th | % > 20 | % > 22 | % > 24 | % > 26 | avg | median | 10th | 25th | 75th | 90th | avg | median | 10th | 25th | 75th | 90th | avg | median | 10th | 25th | 75th | 90th | avg | median | 10th | 25th | 75th | 90th | avg | median | 10th | 25th | 75th | 90th | % > 20 | % > 22 | % > 24 | % > 26 | avg | median | 10th | 25th | 75th | 90th | avg | median | 10th | 25th | 75th | 90th | avg | median | 10th | 25th | 75th | 90th | % | % | % | avg | median | 10th | 25th | 75th | 90th | % occurs | shrt/occur | avg | median | 10th | 25th | 75th | 90th | % occur. | avg/shtg | avg | median | 10th | 25th | 75th | 90th | max | % occur. | avg/shtg | avg | median | 10th | 25th | 75th | 90th | max | % occur. | avg/shtg | avg | median | 10th | 25th | 75th | 90th | max | % occur. | avg/srpls | avg | median | 10th | 25th | 75th | 90th | % yrs gen. | avg | median | 10th | 25th | 75th | 90th | % no gen. | avg Hvr + acg GC | avg | [5 empty] | 10% | 50% | 90% | 10% | 50% | 90% | 10% | 50% | 90% | 10% | 50% | 90% | 10% | 50% | 90% | 10% | 50% | 90%
2007 | [25 empty] | 15.1352 | 15.1352 | 15.1352 | 15.1352 | 15.1352 | 15.1352 |  |  |  |  | 3615 | 3615 | 3615 | 3615 | 3615 | 3615 | [28 empty] | 1117 | 1117 | 1117 | 1117 | 1117 | 1117 | [6 empty] | 9.7112 | [69 empty] | 90% from DEIS #s | 90% Pwl from CRSS Output cd | 2007 | 3615 | 3615 | 3615 | 1117 | 1117 | 1117 | 3615 | 3615 | 3615 | 1117 | 1117 | 1117 | 3615 | 3615 | 3615 | 1117 | 1117 | 1117
2008 | 16.6133 | 16.6151 | 10.8911 | 13.4337 | 19.8919 | 22.5005 | [6 empty] | 4.65 | 4.611 | 4.65 | 4.4862 | 4.605 | 4.65 | 4.65 | 10.6742 | 10.5176 | 5.5019 | 7.641 | 13.4693 | 16.4548 | 14.5428 | 14.9402 | 11.0158 | 12.2938 | 17.0902 | 17.0902 | 0 | 0 | 0 | 0 | 3607.036 | 3613 | 3570 | 3585 | 3633 | 3633 | 0.36802 | 0.36802 | 0.36802 | 0.36802 | 0.36802 | 0.36802 | 8.8185 | 8.23 | 7.48 | 8.23 | 8.8448 | 11.8303 | [6 empty] | 14.3419 | 13.761 | 12.8998 | 13.3766 | 14.6993 | 17.1082 | 0 | 0 | 0 | 0 | 1107.7568 | 1102 | 1092 | 1098 | 1112.5 | 1136 | 0.6171 | 0.6171 | 0.6171 | 0.6171 | 0.6171 | 0.6171 | 9.548 | 9.5499 | 9.2432 | 9.4181 | 9.6798 | 9.8611 | 0 | 0 | 0 | [16 empty] | 0 | 0 | 0 | 0 | 0 | 0 | 0 | 0% | 0 | 0 | 0 | 0 | 0 | 0 | 0 | 0 | 0% | 0 | 0 | 0 | 0 | 0 | 0 | 0 | 0 | 0% | 0 | 3719.4144 | 3482.1165 | 3018.1467 | 3377.0526 | 382291% | 5113.2818 | 100% | 3898.8041 | 3875.5604 | 3776.246 | 3835.0825 | 396522% | 4047.7872 | 100% | 7618.2186 | 9.6798 | 8.1847 | 12.583 | 3655.484 | 3648.456 | 2008 | 3608.764 | 3636.75 | 3655.484 | 1101.714 | 1107.94 | 1146.094 | 3591.654 | 3628.81 | 3646.736 | 1103.194 | 1110.45 | 1149.034 | 3602.383 | 3637.095 | 3653.077 | 1101.6 | 1108.92 | 1143.793
2009 | 16.4133 | 16.4151 | 10.6911 | 13.2337 | 19.6919 | 22.3005 | [6 empty] | 4.665 | 4.6227 | 4.665 | 4.4912 | 4.61 | 4.665 | 4.665 | 10.4725 | 10.3126 | 5.3069 | 7.446 | 13.2643 | 16.2498 | 15.3497 | 16.2739 | 10.0502 | 13.4151 | 17.6298 | 18.1502 | 0.045455 | 0.0090909 | 0 | 0 | 3613.4595 | 3625 | 3557 | 3597 | 3637 | 3642 | 0.39542 | 0.40477 | 0.31998 | 0.34878 | 0.45057 | 0.45057 | 9.2 | 8.23 | 7.48 | 8.23 | 9.9389 | 12.2698 | [6 empty] | 14.2617 | 12.926 | 11.247 | 12.0696 | 16.2248 | 18.9069 | 0.063636 | 0.027273 | 0 | 0 | 1105.2973 | 1093 | 1073 | 1082.5 | 1128 | 1153 | 0.60357 | 0.58664 | 0.56169 | 0.57659 | 0.61329 | 0.67724 | 9.5795 | 9.5613 | 9.2629 | 9.4506 | 9.738 | 9.8824 | 0 | 0.009009 | 0.11712 | [16 empty] | 0 | 0 | 0 | 0 | 0 | 0 | 0 | 0% | 0 | 0 | 0 | 0 | 0 | 0 | 0 | 0 | 0% | 0 | 0.031532 | 0 | 0 | 0 | 0 | 0 | 0.5 | 6.306% | 0.5 | 3978.7553 | 3643.4646 | 2912.4264 | 3378.9288 | 442281% | 5377.9832 | 100% | 3876.557 | 3805.021 | 3641.8127 | 3713.2372 | 398397% | 4215.8983 | 100% | 7855.3122 | 10.1013 | 8.1555 | 13.6159 | 3663.348 | 3652.51 | 2009 | 3588.33 | 3642.82 | 3663.348 | 1087.566 | 1110.2 | 1159.884 | 3569.592 | 3633.34 | 3652.154 | 1090.184 | 1117.76 | 1161.682 | 3583.931 | 3640.33 | 3665.627 | 1088.546 | 1107.595 | 1156.753
2010 | 16.3133 | 16.3151 | 10.5911 | 13.1337 | 19.5919 | 22.2005 | [6 empty] | 4.68 | 4.636 | 4.68 | 4.5012 | 4.62 | 4.68 | 4.68 | 10.3642 | 10.2026 | 5.2019 | 7.341 | 13.1543 | 16.1398 | 15.6609 | 16.0742 | 9.9598 | 13.5094 | 18.0893 | 19.2006 | 0.081818 | 0.036364 | 0 | 0 | 3615.5495 | 3623 | 3556 | 3598 | 3641 | 3651 | 0.41141 | 0.43137 | 0.2956 | 0.37186 | 0.46018 | 0.47246 | 9.6145 | 9 | 7.48 | 8.23 | 10.5584 | 12.9891 | [6 empty] | 14.5426 | 12.783 | 9.9365 | 11.732 | 17.6589 | 20.4197 | 0.12727 | 0.063636 | 0 | 0.0090909 | 1106.5045 | 1091 | 1055 | 1078.5 | 1141.5 | 1166 | 0.60387 | 0.56418 | 0.51837 | 0.54008 | 0.65478 | 0.74261 | 9.6253 | 9.5507 | 9.171 | 9.4181 | 9.7658 | 9.9847 | 0.009009 | 0.054054 | 0.11712 | [16 empty] | 0 | 0 | 0 | 0 | 0 | 0 | 0 | 0% | 0 | 0.05045 | 0 | 0 | 0 | 0 | 0.4 | 0.4 | 12.61% | 0.4 | 0.12777 | 0 | 0 | 0 | 0 | 0.5 | 3.796 | 15.32% | 0.83428 | 4203.6509 | 3863.7794 | 3018.1467 | 3598.3597 | 486451% | 5874.7145 | 100% | 3840.5143 | 3767.2908 | 3353.4374 | 3646.4492 | 404013% | 4398.4592 | 98.2% | 8044.1652 | 10.5158 | 8.0974 | 13.976 | 3671.15 | 3665.022 | 2010 | 3570.472 | 3644.55 | 3671.15 | 1077.46 | 1112.73 | 1167.318 | 3564.592 | 3635.71 | 3666.568 | 1073.72 | 1123.05 | 1170.758 | 3568.458 | 3640.86 | 3671.589 | 1075.097 | 1110.39 | 1167.502
2011 | 16.3133 | 16.3151 | 10.5911 | 13.1337 | 19.5919 | 22.2005 | [6 empty] | 4.695 | 4.651 | 4.695 | 4.5162 | 4.635 | 4.695 | 4.695 | 10.3492 | 10.1876 | 5.1869 | 7.326 | 13.1393 | 16.1248 | 15.9619 | 17.0152 | 10.1003 | 13.0999 | 18.2441 | 20.3485 | 0.13636 | 0.063636 | 0 | 0 | 3617.6577 | 3632 | 3558 | 3594 | 3642 | 3663 | 0.41768 | 0.42657 | 0.29386 | 0.37379 | 0.46992 | 0.49535 | 9.6043 | 9 | 7.48 | 8.23 | 10.4165 | 13.1607 | [6 empty] | 14.7241 | 12.96 | 9.0419 | 11.3572 | 18.1899 | 21.7444 | 0.19091 | 0.1 | 0 | 0.027273 | 1106.7027 | 1093 | 1043 | 1074 | 1146.5 | 1176 | 0.61323 | 0.55921 | 0.47584 | 0.53107 | 0.69471 | 0.79817 | 9.7072 | 9.5868 | 9.0812 | 9.328 | 9.8412 | 10.0628 | 0.036036 | 0.099099 | 0.12613 | [16 empty] | 0 | 0 | 0 | 0 | 0 | 0 | 0 | 0% | 0 | 0.079279 | 0 | 0 | 0 | 0 | 0.4 | 0.6 | 18.02% | 0.44 | 0.23853 | 0 | 0 | 0 | 0 | 0.5 | 6.8014 | 23.42% | 1.0183 | 4183.515 | 3828.4205 | 2949.94 | 3568.4189 | 477246% | 6078.33 | 98.2% | 3610.8223 | 3763.5476 | 0 | 3599.879 | 424661% | 4622.8828 | 89.19% | 7794.3373 | 10.5056 | 8.2799 | 14.1061 | 3684.846 | 3674.22 | 2011 | 3576.908 | 3648 | 3684.846 | 1071.012 | 1111.05 | 1178.66 | 3566.312 | 3637.05 | 3674.464 | 1068.03 | 1121.97 | 1180.014 | 3549.521 | 3641.455 | 3680.863 | 1069.72 | 1112.225 | 1175.356
2012 | 16.3133 | 16.3151 | 10.5911 | 13.1337 | 19.5919 | 22.2005 | [6 empty] | 4.71 | 4.666 | 4.71 | 4.5312 | 4.65 | 4.71 | 4.71 | 10.3342 | 10.1726 | 5.1719 | 7.311 | 13.1243 | 16.1098 | 16.2242 | 16.7831 | 9.6051 | 13.0165 | 19.0304 | 21.0374 | 0.20909 | 0.10909 | 0 | 0 | 3619.4595 | 3630 | 3551 | 3593 | 3648.5 | 3675 | 0.42386 | 0.44817 | 0.29733 | 0.36609 | 0.47246 | 0.52699 | 9.6252 | 9 | 7.48 | 8.23 | 10.2705 | 13.1445 | [6 empty] | 14.96 | 12.4589 | 8.7954 | 11.0479 | 19.9043 | 24.2196 | 0.25455 | 0.13636 | 0 | 0.036364 | 1107.7658 | 1087 | 1039 | 1070 | 1161.5 | 1194 | 0.61927 | 0.56418 | 0.44585 | 0.52068 | 0.71554 | 0.84217 | 9.6666 | 9.5505 | 9.0729 | 9.2339 | 9.8242 | 10.2133 | 0.054054 | 0.081081 | 0.16216 | [16 empty] | 0 | 0 | 0 | 0 | 0 | 0 | 0 | 0% | 0 | 0.13256 | 0 | 0 | 0 | 0.4 | 0.5 | 1.8109 | 26.13% | 0.5074 | 0.25117 | 0 | 0 | 0 | 0.5 | 0.5 | 6.8182 | 26.13% | 0.96136 | 4207.5644 | 3844.8339 | 3011.3261 | 3611.5702 | 478536% | 6115.8231 | 98.2% | 3530.8526 | 3757.0934 | 0 | 3432.5348 | 440985% | 4699.5282 | 86.49% | 7738.417 | 10.5265 | 8.379 | 14.0605 | 3693.778 | 3684.02 | 2012 | 3571.44 | 3646.03 | 3693.778 | 1064.854 | 1107.75 | 1193.704 | 3563.956 | 3636.81 | 3684.13 | 1061.816 | 1121.54 | 1196.14 | 3537.069 | 3642.13 | 3686.044 | 1063.643 | 1110.875 | 1180.823
2013 | 16.3133 | 16.3151 | 10.5911 | 13.1337 | 19.5919 | 22.2005 | [6 empty] | 4.725 | 4.681 | 4.725 | 4.5462 | 4.665 | 4.725 | 4.725 | 10.3192 | 10.1576 | 5.1569 | 7.296 | 13.1093 | 16.0948 | 16.378 | 16.7743 | 9.8744 | 12.3946 | 19.6448 | 22.4423 | 0.22727 | 0.12727 | 0 | 0 | 3620.6306 | 3630 | 3555 | 3586 | 3653.5 | 3679 | 0.42904 | 0.44337 | 0.28518 | 0.36417 | 0.48899 | 0.56202 | 9.7229 | 9 | 7.48 | 8.23 | 10.0588 | 13.0524 | [6 empty] | 15.1648 | 12.3863 | 8.9254 | 11.0378 | 20.4048 | 24.4811 | 0.28182 | 0.19091 | 0 | 0.063636 | 1108.9099 | 1086 | 1041 | 1070 | 1165.5 | 1196 | 0.62776 | 0.55007 | 0.43631 | 0.51144 | 0.77837 | 0.91831 | 9.7875 | 9.5693 | 8.9499 | 9.2558 | 9.9549 | 10.3161 | 0.063063 | 0.081081 | 0.1982 | [16 empty] | 0 | 0 | 0 | 0 | 0 | 0 | 0 | 0% | 0 | 0.14829 | 0 | 0 | 0 | 0.4 | 0.5 | 1.8607 | 29.73% | 0.49881 | 0.38778 | 0 | 0 | 0 | 0.5 | 0.5 | 6.527 | 31.53% | 1.2298 | 4264.4554 | 3865.3506 | 3018.1467 | 3614.422 | 474887% | 6185.105 | 98.2% | 3554.1324 | 3751.071 | 0 | 3401.2353 | 452026% | 4843.8884 | 84.68% | 7818.5878 | 10.6242 | 8.479 | 14.078 | 3696.746 | 3684.014 | 2013 | 3569.772 | 3648.59 | 3696.746 | 1061.552 | 1110.03 | 1196.394 | 3564.834 | 3639.51 | 3684.014 | 1061.39 | 1113.9 | 1195.758 | 3536.84 | 3642.835 | 3687.856 | 1057.403 | 1109.02 | 1185.024
2014 | 16.3133 | 16.3151 | 10.5911 | 13.1337 | 19.5919 | 22.2005 | [6 empty] | 4.74 | 4.696 | 4.74 | 4.5612 | 4.68 | 4.74 | 4.74 | 10.3042 | 10.1426 | 5.1419 | 7.281 | 13.0943 | 16.0798 | 16.5242 | 16.8848 | 10.1116 | 12.3841 | 20.4824 | 23.0392 | 0.26364 | 0.16364 | 0 | 0 | 3621.9099 | 3631 | 3558 | 3586 | 3660 | 3682 | 0.43249 | 0.44337 | 0.29212 | 0.3507 | 0.5017 | 0.5737 | 9.7128 | 9 | 7.48 | 8.23 | 10.1203 | 13.1163 | [6 empty] | 15.2994 | 12.2657 | 8.692 | 10.8849 | 21.1774 | 24.8529 | 0.28182 | 0.22727 | 0 | 0.072727 | 1109.7207 | 1085 | 1038 | 1068 | 1172 | 1199 | 0.63468 | 0.54785 | 0.44085 | 0.51144 | 0.79597 | 0.92614 | 9.842 | 9.5653 | 8.941 | 9.1721 | 9.9804 | 10.3824 | 0.081081 | 0.054054 | 0.21622 | [16 empty] | 0 | 0 | 0 | 0 | 0 | 0 | 0 | 0% | 0 | 0.17822 | 0 | 0 | 0 | 0.4 | 0.5 | 1.6712 | 34.23% | 0.5206 | 0.47227 | 0 | 0 | 0 | 0.5 | 0.5 | 6.7749 | 33.33% | 1.4168 | 4316.4386 | 3861.2473 | 3018.1467 | 3610.9433 | 470816% | 6392.3916 | 100% | 3684.5998 | 3703.6475 | 0 | 3372.7597 | 464802% | 4913.8521 | 87.39% | 8001.0384 | 10.614 | 8.3262 | 14.0617 | 3697.518 | 3684.12 | 2014 | 3572.938 | 3650.67 | 3697.518 | 1059.198 | 1103.07 | 1200.508 | 3566.104 | 3640.04 | 3684.12 | 1051.544 | 1114.33 | 1202.206 | 3535.837 | 3642.305 | 3691.301 | 1052.655 | 1105.56 | 1188.237
2015 | 16.3133 | 16.3151 | 10.5911 | 13.1337 | 19.5919 | 22.2005 | [6 empty] | 4.755 | 4.711 | 4.755 | 4.5762 | 4.695 | 4.755 | 4.755 | 10.2892 | 10.1276 | 5.1269 | 7.266 | 13.0793 | 16.0648 | 16.7113 | 16.8556 | 10.5622 | 12.5684 | 19.9281 | 23.5988 | 0.25455 | 0.22727 | 0 | 0 | 3623.7297 | 3630 | 3564 | 3587.5 | 3656 | 3683 | 0.43564 | 0.44577 | 0.29733 | 0.3507 | 0.51842 | 0.58261 | 9.6502 | 9 | 7.48 | 8.23 | 10.1392 | 13.1906 | [6 empty] | 15.3514 | 12.6018 | 8.9212 | 10.5546 | 21.6753 | 24.8528 | 0.29091 | 0.24545 | 0 | 0.081818 | 1109.8468 | 1089 | 1041 | 1064 | 1175.5 | 1199 | 0.6389 | 0.54563 | 0.43427 | 0.50682 | 0.82457 | 0.93789 | 9.8594 | 9.5499 | 8.9499 | 9.1932 | 10 | 10.4828 | 0.072072 | 0.10811 | 0.1982 | [16 empty] | 0 | 0 | 0 | 0 | 0 | 0 | 0 | 0% | 0 | 0.18008 | 0 | 0 | 0 | 0.4 | 0.5 | 2.0229 | 35.14% | 0.51253 | 0.49155 | 0 | 0 | 0 | 0.5 | 0.61829 | 8.0305 | 34.23% | 1.4358 | 4302.2062 | 3910.4874 | 3048.8398 | 3561.7031 | 476881% | 6361.3168 | 100% | 3670.446 | 3729.7014 | 0 | 3373.2325 | 467406% | 5084.6643 | 86.49% | 7972.6522 | 10.5515 | 8.3262 | 14.1386 | 3697.864 | 3684.12 | 2015 | 3580.768 | 3649.32 | 3697.864 | 1054.478 | 1109.01 | 1202.492 | 3564.72 | 3640.06 | 3684.12 | 1054.802 | 1108.97 | 1204.234 | 3532.461 | 3643.335 | 3694.783 | 1048.503 | 1104.88 | 1191.499
2016 | 16.3133 | 16.3151 | 10.5911 | 13.1337 | 19.5919 | 22.2005 | [6 empty] | 4.77 | 4.726 | 4.77 | 4.5912 | 4.71 | 4.77 | 4.77 | 10.2742 | 10.1126 | 5.1119 | 7.251 | 13.0643 | 16.0498 | 16.7449 | 17.0572 | 10.4459 | 12.4379 | 19.8357 | 23.7281 | 0.25455 | 0.22727 | 0 | 0 | 3624.1892 | 3632 | 3562 | 3586.5 | 3655.5 | 3683 | 0.43962 | 0.44337 | 0.30848 | 0.35359 | 0.50806 | 0.58561 | 9.798 | 9 | 8.23 | 8.23 | 10.1339 | 13.201 | [6 empty] | 15.4939 | 12.8243 | 8.6245 | 10.7205 | 21.4895 | 25.7892 | 0.28182 | 0.24545 | 0 | 0.090909 | 1111.1441 | 1092 | 1037 | 1066 | 1174.5 | 1205 | 0.64033 | 0.55451 | 0.44085 | 0.49758 | 0.83997 | 0.93789 | 9.9135 | 9.5499 | 8.93 | 9.1499 | 9.9924 | 11.1205 | 0.072072 | 0.09009 | 0.18919 | [16 empty] | 0 | 0 | 0 | 0 | 0 | 0 | 0 | 0% | 0 | 0.1892 | 0 | 0 | 0 | 0.4 | 0.5 | 1.4208 | 37.84% | 0.50003 | 0.55475 | 0 | 0 | 0 | 0.5 | 1.5138 | 8.0116 | 33.33% | 1.6642 | 4378.3674 | 3894.074 | 3125.6498 | 3614.2465 | 476381% | 6401.6798 | 100% | 3586.6496 | 3738.0608 | 0 | 3384.7102 | 459701% | 5407.9909 | 82.88% | 7965.017 | 10.6993 | 8.6498 | 14.6065 | 3698.68 | 3684.12 | 2016 | 3583.506 | 3650.33 | 3698.68 | 1050.576 | 1101.75 | 1210.874 | 3568.822 | 3637.76 | 3684.12 | 1050.858 | 1111.02 | 1208.242 | 3536.733 | 3643.305 | 3694.401 | 1039.537 | 1105.305 | 1194.498
2017 | 16.3133 | 16.3151 | 10.5911 | 13.1337 | 19.5919 | 22.2005 | 16.3533 | 15.8202 | 14.2501 | 14.9242 | 17.7058 | 19.2916 | 4.785 | 4.741 | 4.785 | 4.6062 | 4.725 | 4.785 | 4.785 | 10.2592 | 10.0976 | 5.0969 | 7.236 | 13.0493 | 16.0348 | 16.8124 | 17.406 | 10.3068 | 12.5827 | 19.8467 | 23.7488 | 0.25455 | 0.21818 | 0 | 0 | 3624.7117 | 3635 | 3561 | 3588 | 3655.5 | 3684 | 0.44055 | 0.44817 | 0.30464 | 0.35166 | 0.50679 | 0.58561 | 9.7453 | 9 | 8.23 | 8.23 | 9.7576 | 13.1858 | 9.5492 | 9.1759 | 8.313 | 8.7485 | 10.2709 | 11.4206 | 15.565 | 12.365 | 8.3766 | 10.7797 | 21.9826 | 26.0825 | 0.28182 | 0.25455 | 0 | 0.10909 | 1111.6577 | 1086 | 1033 | 1067 | 1178 | 1207 | 0.64445 | 0.56169 | 0.43222 | 0.5022 | 0.83557 | 0.96238 | 9.9296 | 9.53 | 8.9499 | 9.156 | 9.9314 | 11.1372 | 0.072072 | 0.081081 | 0.21622 | [16 empty] | 0 | 0 | 0 | 0 | 0 | 0 | 0 | 0% | 0 | 0.16921 | 0 | 0 | 0 | 0.4 | 0.5 | 0.79471 | 35.14% | 0.48159 | 0.55086 | 0 | 0 | 0 | 0.4 | 1.7988 | 8.0638 | 31.53% | 1.747 | 4358.3617 | 3827.3263 | 3084.3747 | 3592.4782 | 470393% | 6492.4118 | 100% | 3598.0976 | 3735.4886 | 0 | 3409.4725 | 457022% | 5474.9124 | 82.88% | 7956.4593 | 10.6465 | 8.7036 | 14.5943 | 3698.538 | 3684.112 | 2017 | 3577.536 | 3647.78 | 3698.538 | 1043.988 | 1101.4 | 1210.642 | 3569.394 | 3637.53 | 3684.112 | 1049.352 | 1105.67 | 1211.148 | 3534.811 | 3642.95 | 3697.373 | 1031.392 | 1103.895 | 1197.416
2018 | 16.3133 | 16.3151 | 10.5911 | 13.1337 | 19.5919 | 22.2005 | 16.3233 | 15.7902 | 14.2201 | 14.8942 | 17.6758 | 19.2616 | 4.8 | 4.756 | 4.8 | 4.6212 | 4.74 | 4.8 | 4.8 | 10.2442 | 10.0826 | 5.0819 | 7.221 | 13.0343 | 16.0198 | 16.8318 | 17.425 | 10.8399 | 12.356 | 20.0608 | 23.7935 | 0.25455 | 0.21818 | 0 | 0 | 3624.8108 | 3635 | 3567 | 3585.5 | 3656.5 | 3684 | 0.44179 | 0.45538 | 0.30273 | 0.35455 | 0.50679 | 0.5886 | 9.7813 | 9 | 8.23 | 8.23 | 10.0446 | 13.5793 | 9.6455 | 9.2212 | 8.388 | 8.7122 | 10.533 | 11.6201 | 15.6349 | 12.7272 | 8.6869 | 10.632 | 22.2609 | 26.4679 | 0.3 | 0.26364 | 0 | 0.11818 | 1112.1802 | 1090 | 1038 | 1065 | 1180 | 1210 | 0.64649 | 0.54785 | 0.42406 | 0.50451 | 0.85097 | 0.97061 | 9.9648 | 9.5 | 9.0273 | 9.1499 | 9.8804 | 11.5716 | 0.072072 | 0.10811 | 0.20721 | [16 empty] | 0 | 0 | 0 | 0 | 0 | 0 | 0 | 0% | 0 | 0.17202 | 0 | 0 | 0 | 0.4 | 0.5 | 0.79369 | 36.94% | 0.4657 | 0.58881 | 0 | 0 | 0 | 0.4 | 2.0042 | 8.2981 | 28.83% | 2.0424 | 4378.943 | 3861.2473 | 3123.8671 | 3594.9585 | 470965% | 6535.4703 | 100% | 3677.8229 | 3735.6284 | 0 | 3383.4006 | 458177% | 5749.5807 | 84.68% | 8056.7659 | 10.6826 | 8.5898 | 14.8774 | 3698.334 | 3684.11 | 2018 | 3583.822 | 3649.29 | 3698.334 | 1040.054 | 1094.41 | 1210.94 | 3565.094 | 3637.55 | 3684.11 | 1053.622 | 1099.75 | 1209.178 | 3533.771 | 3641.415 | 3697.267 | 1026.076 | 1103.225 | 1201.673
2019 | 16.3133 | 16.3151 | 10.5911 | 13.1337 | 19.5919 | 22.2005 | 16.3133 | 15.7802 | 14.2101 | 14.8842 | 17.6658 | 19.2516 | 4.815 | 4.771 | 4.815 | 4.6362 | 4.755 | 4.815 | 4.815 | 10.2292 | 10.0676 | 5.0669 | 7.206 | 13.0193 | 16.0048 | 16.8379 | 17.6152 | 10.8947 | 12.2565 | 20.0393 | 23.7961 | 0.25455 | 0.22727 | 0 | 0 | 3624.9459 | 3637 | 3568 | 3584.5 | 3657 | 3684 | 0.44226 | 0.45538 | 0.31423 | 0.34974 | 0.50933 | 0.5886 | 9.7802 | 9 | 7.5709 | 8.23 | 9.7941 | 14.1965 | 9.7035 | 9.2529 | 8.315 | 8.8083 | 10.558 | 11.6636 | 15.6967 | 12.4214 | 8.5181 | 10.1226 | 22.2882 | 26.4648 | 0.29091 | 0.26364 | 0 | 0.11818 | 1112.5586 | 1087 | 1035 | 1058 | 1180 | 1210 | 0.64859 | 0.55673 | 0.43427 | 0.49989 | 0.85966 | 0.98295 | 9.9699 | 9.4844 | 9.0116 | 9.1499 | 9.867 | 11.5436 | 0.036036 | 0.18018 | 0.17117 | [16 empty] | 0 | 0 | 0 | 0 | 0 | 0 | 0 | 0% | 0 | 0.18394 | 0 | 0 | 0 | 0.4 | 0.5 | 1.217 | 38.74% | 0.47481 | 0.60584 | 0 | 0 | 0 | 0.4 | 2.0259 | 8.4989 | 30.63% | 1.9779 | 4381.6089 | 3914.5908 | 3113.6361 | 3563.7548 | 465518% | 6651.7672 | 100% | 3598.0554 | 3714.0853 | 0 | 3361.3504 | 462256% | 5756.7442 | 81.98% | 7979.6643 | 10.6815 | 8.4699 | 15.111 | 3698.912 | 3684.11 | 2019 | 3577.008 | 3653.35 | 3698.912 | 1039.3 | 1100.52 | 1212.506 | 3566.828 | 3638.56 | 3684.11 | 1049.04 | 1105.84 | 1212.154 | 3535.123 | 3642.365 | 3697.647 | 1020.791 | 1104.98 | 1199.507
2020 | 16.3133 | 16.3151 | 10.5911 | 13.1337 | 19.5919 | 22.2005 | 16.3133 | 15.7802 | 14.2101 | 14.8842 | 17.6658 | 19.2516 | 4.83 | 4.786 | 4.83 | 4.6512 | 4.77 | 4.83 | 4.83 | 10.2142 | 10.0526 | 5.0519 | 7.191 | 13.0043 | 15.9898 | 16.8471 | 17.1284 | 10.2157 | 12.5228 | 20.752 | 23.7962 | 0.26364 | 0.22727 | 0 | 0 | 3624.9099 | 3633 | 3559 | 3587.5 | 3662.5 | 3684 | 0.44255 | 0.46018 | 0.31615 | 0.34781 | 0.5106 | 0.5886 | 9.7616 | 9 | 8.23 | 8.23 | 9.773 | 13.6421 | 9.7182 | 9.2219 | 8.39 | 8.7745 | 10.5744 | 11.6923 | 15.7803 | 12.6532 | 8.5537 | 9.7651 | 22.4364 | 26.083 | 0.3 | 0.27273 | 0 | 0.10909 | 1113.3423 | 1090 | 1036 | 1053 | 1181 | 1207 | 0.65021 | 0.55007 | 0.42814 | 0.48334 | 0.85977 | 0.98295 | 9.9674 | 9.512 | 9.0499 | 9.1499 | 9.8534 | 11.2647 | 0.018018 | 0.1982 | 0.18919 | [16 empty] | 0 | 0 | 0 | 0 | 0 | 0 | 0 | 0% | 0 | 0.17928 | 0 | 0 | 0 | 0.4 | 0.5 | 0.6 | 38.74% | 0.46279 | 0.59866 | 0 | 0 | 0 | 0.4 | 1.9875 | 8.4991 | 29.73% | 2.0137 | 4371.3303 | 3877.6607 | 3189.4386 | 3570.6895 | 462553% | 6697.8645 | 100% | 3481.3098 | 3723.5635 | 0 | 3332.546 | 460792% | 5549.1386 | 78.38% | 7852.6402 | 10.7029 | 8.6298 | 14.8878 | 3698.594 | 3684.122 | 2020 | 3580.002 | 3657.07 | 3698.594 | 1034.992 | 1102.67 | 1210.998 | 3567.872 | 3635.26 | 3684.122 | 1047.022 | 1102.16 | 1209.068 | 3534.822 | 3643.205 | 3696.966 | 1016.891 | 1100.98 | 1201.561
2021 | 16.3133 | 16.3151 | 10.5911 | 13.1337 | 19.5919 | 22.2005 | 16.3133 | 15.7802 | 14.2101 | 14.8842 | 17.6658 | 19.2516 | 4.845 | 4.801 | 4.845 | 4.6662 | 4.785 | 4.845 | 4.845 | 10.1992 | 10.0376 | 5.0369 | 7.176 | 12.9893 | 15.9748 | 16.899 | 17.0956 | 10.3814 | 12.6599 | 21.205 | 23.7961 | 0.33636 | 0.22727 | 0 | 0 | 3625.1351 | 3633 | 3562 | 3588.5 | 3666 | 3684 | 0.44259 | 0.45057 | 0.29907 | 0.35359 | 0.52553 | 0.5886 | 9.7001 | 9 | 8.23 | 8.23 | 9.5806 | 13.5204 | 9.7278 | 9.2969 | 8.3942 | 8.7607 | 10.5877 | 11.8181 | 15.8218 | 12.5684 | 8.5706 | 9.8353 | 22.7481 | 26.0958 | 0.32727 | 0.28182 | 0 | 0.10909 | 1113.5856 | 1089 | 1036 | 1054 | 1183.5 | 1207 | 0.65298 | 0.55673 | 0.43018 | 0.47085 | 0.86406 | 0.97061 | 9.9462 | 9.4783 | 9.0499 | 9.1493 | 9.8391 | 11.2566 | 0.036036 | 0.14414 | 0.25225 | [16 empty] | 0 | 0 | 0 | 0 | 0 | 0 | 0 | 0% | 0 | 0.18378 | 0 | 0 | 0 | 0.4 | 0.5 | 0.6 | 40.54% | 0.45333 | 0.58198 | 0 | 0 | 0 | 0.4 | 1.9794 | 8.526 | 27.03% | 2.1533 | 4345.8288 | 3928.6379 | 3073.1179 | 3566.9372 | 457888% | 6514.1019 | 100% | 3590.3988 | 3715.5601 | 0 | 3315.7586 | 458360% | 5545.039 | 81.98% | 7936.2276 | 10.6414 | 8.7436 | 14.6401 | 3697.846 | 3684.11 | 2021 | 3576.174 | 3658.29 | 3697.846 | 1027.472 | 1103.75 | 1208.618 | 3566.724 | 3632.4 | 3684.11 | 1046.846 | 1109.37 | 1208.16 | 3532.542 | 3645.86 | 3697.101 | 1016.34 | 1102.375 | 1200.269
2022 | 16.3133 | 16.3151 | 10.5911 | 13.1337 | 19.5919 | 22.2005 | 16.3133 | 15.7802 | 14.2101 | 14.8842 | 17.6658 | 19.2516 | 4.86 | 4.816 | 4.86 | 4.6812 | 4.8 | 4.86 | 4.86 | 10.1842 | 10.0226 | 5.0219 | 7.161 | 12.9743 | 15.9598 | 16.9265 | 17.2077 | 10.3696 | 12.5066 | 21.6579 | 23.7863 | 0.32727 | 0.24545 | 0 | 0 | 3625.3333 | 3634 | 3561 | 3587.5 | 3669 | 3684 | 0.44349 | 0.45057 | 0.30464 | 0.35551 | 0.53575 | 0.5886 | 9.7108 | 9 | 8.23 | 8.23 | 9.5598 | 13.6865 | 9.7363 | 9.2542 | 8.39 | 8.746 | 10.5835 | 11.8743 | 15.8801 | 12.2891 | 8.8407 | 9.7658 | 22.8242 | 26.0885 | 0.34545 | 0.30909 | 0 | 0.10909 | 1114.045 | 1085 | 1040 | 1053 | 1184.5 | 1207 | 0.65485 | 0.55451 | 0.43018 | 0.47334 | 0.87478 | 0.97061 | 9.9377 | 9.4641 | 9.0307 | 9.1289 | 9.8391 | 11.244 | 0.036036 | 0.18018 | 0.22523 | [16 empty] | 0 | 0 | 0 | 0 | 0 | 0 | 0 | 0% | 0 | 0.19369 | 0 | 0 | 0 | 0.4 | 0.5 | 0.6 | 43.24% | 0.44792 | 0.58344 | 0 | 0 | 0 | 0.4 | 1.9668 | 8.5118 | 28.83% | 2.0238 | 4353.9108 | 3928.6379 | 3031.7881 | 3571.2161 | 456787% | 6589.1086 | 100% | 3530.5599 | 3708.9863 | 0 | 3303.4752 | 461538% | 5538.683 | 80.18% | 7884.4707 | 10.6521 | 8.6095 | 14.8579 | 3698.534 | 3684.1 | 2022 | 3580.526 | 3657.25 | 3698.534 | 1025.948 | 1099.01 | 1207.982 | 3567.756 | 3629.89 | 3684.1 | 1046.124 | 1106.27 | 1207.884 | 3526.54 | 3645.165 | 3695.254 | 1016.921 | 1104.93 | 1196.918
2023 | 16.3133 | 16.3151 | 10.5911 | 13.1337 | 19.5919 | 22.2005 | 16.3133 | 15.7802 | 14.2101 | 14.8842 | 17.6658 | 19.2516 | 4.875 | 4.831 | 4.875 | 4.6962 | 4.815 | 4.875 | 4.875 | 10.1692 | 10.0076 | 5.0069 | 7.146 | 12.9593 | 15.9448 | 17.0112 | 17.3621 | 10.3925 | 12.239 | 21.8956 | 23.7859 | 0.36364 | 0.24545 | 0 | 0 | 3626 | 3635 | 3562 | 3584.5 | 3670.5 | 3684 | 0.44407 | 0.45297 | 0.30273 | 0.35359 | 0.5445 | 0.5886 | 9.633 | 9 | 7.48 | 8.23 | 9.2752 | 13.4268 | 9.7273 | 9.235 | 8.39 | 8.7054 | 10.5878 | 11.8728 | 15.894 | 12.8105 | 8.8423 | 9.6163 | 23.2728 | 26.0905 | 0.35455 | 0.30909 | 0 | 0.11818 | 1113.8018 | 1091 | 1040 | 1051 | 1188 | 1207 | 0.65696 | 0.54563 | 0.43835 | 0.47085 | 0.87907 | 0.97061 | 9.9032 | 9.4088 | 9.0278 | 9.1197 | 9.7663 | 11.2274 | 0.036036 | 0.1982 | 0.20721 | [16 empty] | 0 | 0 | 0 | 0 | 0 | 0 | 0 | 0% | 0 | 0.2 | 0 | 0 | 0 | 0.4 | 0.5 | 0.6 | 44.14% | 0.45306 | 0.55522 | 0 | 0 | 0 | 0 | 1.9502 | 8.4683 | 21.62% | 2.5679 | 4322.9884 | 3924.8856 | 3086.3535 | 3561.3088 | 440271% | 6499.2954 | 100% | 3398.1596 | 3702.9672 | 0 | 3235.7641 | 455860% | 5530.306 | 76.58% | 7721.148 | 10.5743 | 8.577 | 14.8429 | 3696.95 | 3684.1 | 2023 | 3581.498 | 3655.66 | 3696.95 | 1026.026 | 1102.38 | 1206.048 | 3564.964 | 3631.9 | 3684.1 | 1048.334 | 1110.39 | 1206.136 | 3522.781 | 3646.65 | 3694.379 | 1016.279 | 1104.025 | 1197.532
2024 | 16.3133 | 16.3151 | 10.5911 | 13.1337 | 19.5919 | 22.2005 | 16.3133 | 15.7802 | 14.2101 | 14.8842 | 17.6658 | 19.2516 | 4.89 | 4.846 | 4.89 | 4.7112 | 4.83 | 4.89 | 4.89 | 10.1542 | 9.9926 | 4.9919 | 7.131 | 12.9443 | 15.9298 | 17.2471 | 17.8191 | 9.8777 | 12.9857 | 21.7973 | 23.7918 | 0.39091 | 0.24545 | 0 | 0 | 3628.1982 | 3639 | 3555 | 3592.5 | 3670 | 3684 | 0.44578 | 0.45538 | 0.30464 | 0.34781 | 0.54888 | 0.5886 | 9.452 | 8.8101 | 7.48 | 8.23 | 9.2622 | 13.4475 | 9.7013 | 9.1919 | 8.39 | 8.651 | 10.6176 | 11.8323 | 15.7242 | 12.7589 | 8.2421 | 9.1187 | 23.371 | 26.2665 | 0.35455 | 0.3 | 0 | 0.11818 | 1111.3063 | 1091 | 1031 | 1044 | 1188.5 | 1208 | 0.6572 | 0.55921 | 0.43835 | 0.46585 | 0.89408 | 0.97061 | 9.9094 | 9.4197 | 9.012 | 9.0835 | 9.805 | 11.3241 | 0.063063 | 0.24324 | 0.13514 | [16 empty] | 0 | 0 | 0 | 0 | 0 | 0 | 0 | 0% | 0 | 0.2027 | 0 | 0 | 0 | 0.4 | 0.5 | 0.6 | 44.14% | 0.45918 | 0.56408 | 0 | 0 | 0 | 0 | 1.9185 | 8.4527 | 23.42% | 2.4082 | 4252.3369 | 3812.0072 | 3048.8398 | 3319.5924 | 438796% | 6491.8787 | 100% | 3280.303 | 3674.5242 | 0 | 0 | 461752% | 5523.6998 | 72.97% | 7532.6398 | 10.3933 | 7.9533 | 14.8279 | 3698.394 | 3684.09 | 2024 | 3579.73 | 3656.08 | 3698.394 | 1022.01 | 1109.88 | 1206.582 | 3562.15 | 3632.42 | 3684.09 | 1037.586 | 1111.57 | 1206.32 | 3522.894 | 3646.69 | 3697.04 | 1016.202 | 1104.575 | 1197.221
2025 | 16.3133 | 16.3151 | 10.5911 | 13.1337 | 19.5919 | 22.2005 | 16.3133 | 15.7802 | 14.2101 | 14.8842 | 17.6658 | 19.2516 | 4.905 | 4.861 | 4.905 | 4.7262 | 4.845 | 4.905 | 4.905 | 10.1392 | 9.9776 | 4.9769 | 7.116 | 12.9293 | 15.9148 | 17.469 | 18.2873 | 10.2639 | 13.1367 | 21.9403 | 23.7962 | 0.4 | 0.25455 | 0 | 0 | 3630.2432 | 3643 | 3560 | 3594 | 3671 | 3684 | 0.4507 | 0.46498 | 0.29212 | 0.36321 | 0.54742 | 0.5886 | 9.4473 | 8.5216 | 7.48 | 8.23 | 9.3294 | 13.5618 | 9.681 | 9.1199 | 8.39 | 8.5793 | 10.5588 | 11.8204 | 15.5527 | 12.6738 | 7.8751 | 8.8137 | 23.3625 | 26.4967 | 0.37273 | 0.30909 | 0 | 0.11818 | 1108.8468 | 1090 | 1025 | 1040 | 1188.5 | 1210 | 0.652 | 0.55921 | 0.41997 | 0.44835 | 0.89622 | 0.97472 | 9.9115 | 9.4088 | 8.9996 | 9.0499 | 9.805 | 11.5091 | 0.11712 | 0.21622 | 0.14414 | [16 empty] | 0 | 0 | 0 | 0 | 0 | 0 | 0 | 0% | 0 | 0.21156 | 0 | 0 | 0 | 0.5 | 0.5 | 0.6 | 44.14% | 0.47925 | 0.57508 | 0 | 0 | 0 | 0 | 2.0012 | 8.4414 | 22.52% | 2.5534 | 4265.9992 | 3798.2615 | 3095.6316 | 3333.5116 | 460098% | 6484.435 | 100% | 3106.9535 | 3591.5273 | 0 | 0 | 463605% | 5739.1094 | 67.57% | 7372.9526 | 10.3886 | 7.9837 | 14.9337 | 3698.388 | 3684.09 | 2025 | 3575.784 | 3659.54 | 3698.388 | 1018.984 | 1107.54 | 1206.268 | 3560.868 | 3633.77 | 3684.09 | 1030.394 | 1100.8 | 1206.106 | 3517.033 | 3646.06 | 3696.272 | 1016.035 | 1105.22 | 1196.882
2026 | 16.3133 | 16.3151 | 10.5911 | 13.1337 | 19.5919 | 22.2005 | 16.3133 | 15.7802 | 14.2101 | 14.8842 | 17.6658 | 19.2516 | 4.92 | 4.876 | 4.92 | 4.7412 | 4.86 | 4.92 | 4.92 | 10.1242 | 9.9626 | 4.9619 | 7.101 | 12.9143 | 15.8998 | 17.6787 | 18.8096 | 10.4848 | 13.1488 | 21.7079 | 23.7964 | 0.42727 | 0.24545 | 0 | 0 | 3632.3153 | 3647 | 3563 | 3594 | 3669 | 3684 | 0.45538 | 0.475 | 0.30081 | 0.36609 | 0.55034 | 0.5886 | 9.4409 | 8.3199 | 7.1053 | 8.23 | 9.2355 | 14.1684 | 9.6453 | 9.1647 | 8.323 | 8.5459 | 10.5626 | 11.8222 | 15.446 | 11.7469 | 7.7597 | 8.6596 | 23.2777 | 26.5029 | 0.36364 | 0.29091 | 0 | 0.11818 | 1107.3243 | 1079 | 1023 | 1037.5 | 1188 | 1210 | 0.64649 | 0.55673 | 0.40772 | 0.43835 | 0.89622 | 0.98295 | 9.8446 | 9.4088 | 8.93 | 9.0499 | 9.7335 | 11.4941 | 0.13514 | 0.21622 | 0.12613 | [16 empty] | 0 | 0 | 0 | 0 | 0 | 0 | 0 | 0% | 0 | 0.25704 | 0 | 0 | 0 | 0.5 | 0.6 | 1.4786 | 47.75% | 0.53833 | 0.5537 | 0 | 0 | 0 | 0 | 1.9812 | 8.4462 | 20.72% | 2.6722 | 4280.2167 | 3797.8412 | 3086.3535 | 3354.4842 | 446504% | 6808.5908 | 100% | 3054.1571 | 3531.1705 | 0 | 0 | 458635% | 5731.4581 | 66.67% | 7334.3738 | 10.3822 | 7.9499 | 15.0142 | 3697.904 | 3684.082 | 2026 | 3579.434 | 3658.75 | 3697.904 | 1015.312 | 1106.5 | 1206.868 | 3563.704 | 3637.61 | 3684.082 | 1030.17 | 1095.39 | 1206.262 | 3525.785 | 3646.325 | 3697.242 | 1015.939 | 1106.095 | 1199.037
2027 | 16.3133 | 16.3151 | 10.5911 | 13.1337 | 19.5919 | 22.2005 | 16.3133 | 15.7802 | 14.2101 | 14.8842 | 17.6658 | 19.2516 | 4.935 | 4.891 | 4.935 | 4.7562 | 4.875 | 4.935 | 4.935 | 10.1092 | 9.9476 | 4.9469 | 7.086 | 12.8993 | 15.8848 | 17.8224 | 19.0634 | 10.3259 | 13.7539 | 21.8904 | 23.796 | 0.42727 | 0.25455 | 0 | 0 | 3633.4775 | 3649 | 3561 | 3600.5 | 3671 | 3684 | 0.46008 | 0.48517 | 0.30656 | 0.36609 | 0.5445 | 0.5886 | 9.4928 | 8.23 | 8.23 | 8.23 | 9.2917 | 13.8385 | 9.62 | 9.1469 | 8.3027 | 8.5074 | 10.5479 | 11.8061 | 15.3831 | 12.9563 | 7.3321 | 8.3512 | 23.4306 | 26.3898 | 0.35455 | 0.29091 | 0 | 0.11818 | 1106.4234 | 1093 | 1016 | 1032.5 | 1189 | 1209 | 0.64304 | 0.53223 | 0.40363 | 0.43324 | 0.89408 | 0.98295 | 9.7752 | 9.2294 | 8.8151 | 9.0499 | 9.6055 | 11.4794 |  |  |  | 0.38764 | 0.5 | 0 | 0.39452 | 0.5 | 0.5 | 82.88% | 0.46769 | 0.28866 | 0.2706 | 0 | 0 | 0.45009 | 0.68494 | 65.77% | 0.43892 | 0 | 0 | 0 | 0 | 0 | 0 | 0 | 0% | 0 | 0.29963 | 0.5 | 0 | 0 | 0.5 | 0.5 | 1.2838 | 56.76% | 0.52792 | 0.52686 | 0 | 0 | 0 | 0 | 1.8669 | 8.4332 | 18.92% | 2.7849 | 4316.9469 | 3748.5284 | 3226.9614 | 3465.2312 | 457277% | 6714.8363 | 100% | 2989.1702 | 3442.314 | 0 | 0 | 452519% | 5634.4717 | 65.77% | 7306.117 | 10.3541 | 8.7524 | 14.8834 | 3698.176 | 3684.08 | 2027 | 3582.078 | 3659.73 | 3698.176 | 1015.068 | 1106.93 | 1208 | 3550.524 | 3637.35 | 3684.08 | 1029.506 | 1096.28 | 1206.758 | 3524.681 | 3646.85 | 3697.753 | 1015.775 | 1105.55 | 1197.36
2028 | 16.3133 | 16.3151 | 10.5911 | 13.1337 | 19.5919 | 22.2005 | 16.3133 | 15.7802 | 14.2101 | 14.8842 | 17.6658 | 19.2516 | 4.95 | 4.906 | 4.95 | 4.7712 | 4.89 | 4.95 | 4.95 | 10.0942 | 9.9326 | 4.9319 | 7.071 | 12.8843 | 15.8698 | 17.9224 | 19.4794 | 10.886 | 14.1128 | 21.958 | 23.7954 | 0.43636 | 0.25455 | 0 | 0 | 3634.5045 | 3652 | 3568 | 3604.5 | 3671 | 3684 | 0.46306 | 0.49026 | 0.30273 | 0.37892 | 0.55034 | 0.5886 | 9.5225 | 8.23 | 8.23 | 8.23 | 9.4433 | 13.5208 | 9.5941 | 9.1258 | 8.265 | 8.4756 | 10.5251 | 11.7993 | 15.3472 | 13.1824 | 7.0847 | 8.0417 | 23.0852 | 26.4249 | 0.34545 | 0.3 | 0 | 0.11818 | 1105.8829 | 1096 | 1012 | 1028 | 1186 | 1209 | 0.64062 | 0.56418 | 0.38927 | 0.42303 | 0.89837 | 0.97884 | 9.7798 | 9.2294 | 8.7907 | 9.0233 | 9.6579 | 11.3842 |  |  |  | 0.38535 | 0.5 | 0 | 0.34213 | 0.5 | 0.5 | 83.78% | 0.45994 | 0.30007 | 0.2706 | 0 | 0 | 0.47668 | 0.70927 | 63.96% | 0.46912 | 0 | 0 | 0 | 0 | 0 | 0 | 0 | 0% | 0 | 0.30795 | 0.5 | 0 | 0 | 0.5 | 0.5 | 1.383 | 54.95% | 0.56037 | 0.53979 | 0 | 0 | 0 | 0 | 1.9211 | 8.3427 | 18.92% | 2.8532 | 4340.1573 | 3763.5375 | 3238.2182 | 3463.3551 | 459495% | 6462.0204 | 100% | 3034.0921 | 3504.5478 | 0 | 0 | 450445% | 5675.3161 | 66.67% | 7374.2494 | 10.3838 | 8.7524 | 14.6879 | 3698.474 | 3684.08 | 2028 | 3583.504 | 3660.48 | 3698.474 | 1018.016 | 1102.97 | 1207.448 | 3558.374 | 3643.56 | 3684.08 | 1024.258 | 1093.77 | 1207.438 | 3521.649 | 3646.82 | 3697.798 | 1016.356 | 1104.7 | 1196.627
2029 | 16.3133 | 16.3151 | 10.5911 | 13.1337 | 19.5919 | 22.2005 | 16.3133 | 15.7802 | 14.2101 | 14.8842 | 17.6658 | 19.2516 | 4.965 | 4.921 | 4.965 | 4.7862 | 4.905 | 4.965 | 4.965 | 10.0792 | 9.9176 | 4.9169 | 7.056 | 12.8693 | 15.8548 | 17.9983 | 19.2756 | 10.9081 | 13.9949 | 21.9851 | 23.7977 | 0.43636 | 0.24545 | 0 | 0 | 3635.3243 | 3651 | 3568 | 3603 | 3671 | 3684 | 0.46525 | 0.49789 | 0.31615 | 0.38703 | 0.55034 | 0.5886 | 9.5314 | 8.23 | 8.23 | 8.23 | 9.5504 | 13.2669 | 9.5692 | 9.0975 | 8.256 | 8.4757 | 10.5053 | 11.7834 | 15.3641 | 13.2605 | 6.8813 | 8.1411 | 22.5336 | 26.1151 | 0.33636 | 0.29091 | 0 | 0.11818 | 1106.0811 | 1097 | 1009 | 1029 | 1182 | 1207 | 0.639 | 0.57163 | 0.38103 | 0.41384 | 0.8855 | 0.97884 | 9.7365 | 9.2285 | 8.7197 | 8.966 | 9.5922 | 11.33 |  |  |  | 0.39052 | 0.5 | 0 | 0.40783 | 0.5 | 0.5 | 83.78% | 0.4661 | 0.32478 | 0.27151 | 0 | 0 | 0.53402 | 0.78027 | 64.86% | 0.50071 | 0 | 0 | 0 | 0 | 0 | 0 | 0 | 0% | 0 | 0.33778 | 0.5 | 0 | 0 | 0.5 | 0.5314 | 1.4316 | 55.86% | 0.60473 | 0.52626 | 0 | 0 | 0 | 0 | 1.7326 | 8.3297 | 18.02% | 2.9208 | 4351.3718 | 3771.0421 | 3226.9614 | 3474.6119 | 460598% | 6454.5459 | 100% | 2999.8243 | 3633.3444 | 0 | 0 | 449308% | 5592.201 | 65.77% | 7351.1961 | 10.3927 | 8.7524 | 14.6729 | 3697.392 | 3684.07 | 2029 | 3586.302 | 3658.25 | 3697.392 | 1017.958 | 1110.77 | 1206.838 | 3557.538 | 3647.02 | 3684.07 | 1019.09 | 1101.73 | 1206.176 | 3512.451 | 3646.185 | 3697.083 | 1014.926 | 1104.395 | 1195.689
2030 | 16.3133 | 16.3151 | 10.5911 | 13.1337 | 19.5919 | 22.2005 | 16.3133 | 15.7802 | 14.2101 | 14.8842 | 17.6658 | 19.2516 | 4.98 | 4.936 | 4.98 | 4.8012 | 4.92 | 4.98 | 4.98 | 10.0642 | 9.9026 | 4.9019 | 7.041 | 12.8543 | 15.8398 | 18.0753 | 19.2828 | 11.1436 | 14.2072 | 22.1725 | 23.7961 | 0.45455 | 0.32727 | 0 | 0 | 3636.027 | 3651 | 3571 | 3605 | 3673 | 3684 | 0.46688 | 0.49535 | 0.31615 | 0.3839 | 0.55034 | 0.5886 | 9.5136 | 8.23 | 8.23 | 8.23 | 9.5565 | 13.4927 | 9.5444 | 9.0365 | 8.234 | 8.4115 | 10.4992 | 11.7791 | 15.3769 | 13.977 | 6.8694 | 8.0655 | 22.3999 | 26.1103 | 0.34545 | 0.28182 | 0 | 0.10909 | 1106.3514 | 1104 | 1008 | 1028 | 1181 | 1207 | 0.6391 | 0.57411 | 0.37484 | 0.41589 | 0.86835 | 0.97061 | 9.7226 | 9.2244 | 8.7173 | 8.9431 | 9.5922 | 11.3521 |  |  |  | 0.39107 | 0.5 | 0 | 0.40783 | 0.5 | 0.5 | 84.68% | 0.46179 | 0.32631 | 0.27556 | 0 | 0 | 0.55694 | 0.78272 | 64.86% | 0.50306 | 0 | 0 | 0 | 0 | 0 | 0 | 0 | 0% | 0 | 0.33926 | 0.5 | 0 | 0 | 0.5 | 0.5961 | 1.4265 | 55.86% | 0.60739 | 0.51393 | 0 | 0 | 0 | 0 | 1.7277 | 8.3132 | 18.02% | 2.8523 | 4348.6617 | 3804.8126 | 3260.7319 | 3459.6028 | 461850% | 6447.0614 | 100% | 3000.3189 | 3679.3106 | 0 | 0 | 448141% | 5603.3431 | 65.77% | 7348.9805 | 10.3748 | 8.7524 | 14.7062 | 3698.186 | 3684.07 | 2030 | 3584.468 | 3660.64 | 3698.186 | 1017.946 | 1106.57 | 1207.208 | 3560.326 | 3648 | 3684.07 | 1019.054 | 1101.37 | 1207.026 | 3512.098 | 3646.255 | 3697.331 | 1016.052 | 1105.23 | 1195.144
2031 | 16.3133 | 16.3151 | 10.5911 | 13.1337 | 19.5919 | 22.2005 | 16.3133 | 15.7802 | 14.2101 | 14.8842 | 17.6658 | 19.2516 | 4.995 | 4.951 | 4.995 | 4.8162 | 4.935 | 4.995 | 4.995 | 10.0492 | 9.8876 | 4.8869 | 7.026 | 12.8393 | 15.8248 | 18.1161 | 19.2412 | 11.0104 | 14.2934 | 22.3615 | 23.796 | 0.45455 | 0.35455 | 0 | 0 | 3636.3243 | 3651 | 3570 | 3606.5 | 3674 | 3684 | 0.46857 | 0.49535 | 0.3219 | 0.38807 | 0.55618 | 0.5886 | 9.5362 | 8.23 | 8.23 | 8.23 | 9.5971 | 13.6801 | 9.528 | 9.0271 | 8.2303 | 8.371 | 10.4469 | 11.7889 | 15.4282 | 14.1571 | 6.8667 | 7.9923 | 22.3398 | 26.1033 | 0.33636 | 0.27273 | 0 | 0.10909 | 1107.045 | 1106 | 1008 | 1027 | 1180.5 | 1207 | 0.63921 | 0.59171 | 0.37278 | 0.41384 | 0.86406 | 0.97061 | 9.706 | 9.2208 | 8.7162 | 8.9304 | 9.5922 | 11.3011 |  |  |  | 0.39576 | 0.5 | 0 | 0.40783 | 0.5 | 0.5 | 85.59% | 0.46242 | 0.32842 | 0.27923 | 0 | 0 | 0.56964 | 0.78377 | 64.86% | 0.50631 | 0 | 0 | 0 | 0 | 0 | 0 | 0 | 0% | 0 | 0.34134 | 0.5 | 0 | 0 | 0.5 | 0.74429 | 1.4316 | 55.86% | 0.61111 | 0.49938 | 0 | 0 | 0 | 0 | 1.7205 | 8.299 | 17.12% | 2.9174 | 4364.254 | 3778.5467 | 3271.9888 | 3483.9926 | 465339% | 6683.5569 | 100% | 3111.3675 | 3714.7817 | 0 | 0 | 447709% | 5577.5715 | 69.37% | 7475.6215 | 10.3975 | 8.7524 | 14.7424 | 3699.232 | 3684.07 | 2031 | 3584.728 | 3661.46 | 3699.232 | 1018.526 | 1106.8 | 1208.822 | 3560.896 | 3648.75 | 3684.07 | 1017.676 | 1102.92 | 1208.56 | 3508.713 | 3646.225 | 3697.121 | 1015.176 | 1104.78 | 1194.578
2032 | 16.3133 | 16.3151 | 10.5911 | 13.1337 | 19.5919 | 22.2005 | 16.3133 | 15.7802 | 14.2101 | 14.8842 | 17.6658 | 19.2516 | 5.01 | 4.966 | 5.01 | 4.8312 | 4.95 | 5.01 | 5.01 | 10.0342 | 9.8726 | 4.8719 | 7.011 | 12.8243 | 15.8098 | 18.1579 | 19.3865 | 10.9423 | 13.864 | 22.5515 | 23.796 | 0.48182 | 0.38182 | 0 | 0 | 3636.6306 | 3652 | 3569 | 3602 | 3675 | 3684 | 0.46933 | 0.49535 | 0.31998 | 0.3912 | 0.5591 | 0.5886 | 9.5194 | 8.23 | 8.23 | 8.23 | 9.51 | 13.456 | 9.5089 | 8.9501 | 8.2212 | 8.3356 | 10.4001 | 11.7388 | 15.4772 | 14.0491 | 6.8666 | 8.1579 | 22.2846 | 26.0956 | 0.33636 | 0.27273 | 0 | 0.10909 | 1107.9189 | 1105 | 1008 | 1029.5 | 1180 | 1207 | 0.64058 | 0.59679 | 0.37278 | 0.4118 | 0.86191 | 0.97061 | 9.6901 | 9.2198 | 8.7162 | 8.9247 | 9.5922 | 11.2667 |  |  |  | 0.39596 | 0.5 | 0 | 0.40783 | 0.5 | 0.5 | 85.59% | 0.46265 | 0.33536 | 0.28024 | 0 | 0 | 0.5753 | 0.78379 | 64.86% | 0.51702 | 0 | 0 | 0 | 0 | 0 | 0 | 0 | 0% | 0 | 0.34825 | 0.5 | 0 | 0 | 0.5 | 0.83356 | 1.4316 | 55.86% | 0.62348 | 0.49037 | 0 | 0 | 0 | 0 | 1.7126 | 8.2798 | 16.22% | 3.0239 | 4358.6137 | 3834.8309 | 3260.7319 | 3452.0982 | 462629% | 6642.6667 | 100% | 3169.3698 | 3737.4529 | 0 | 0 | 447709% | 5560.192 | 71.17% | 7527.9836 | 10.3807 | 8.7524 | 14.6572 | 3698.35 | 3684.06 | 2032 | 3581.32 | 3663.02 | 3698.35 | 1017.936 | 1107.4 | 1206.492 | 3558.796 | 3649.82 | 3684.06 | 1019.036 | 1105.65 | 1206.434 | 3508.596 | 3646.8 | 3697.247 | 1015.236 | 1104.485 | 1196.163
2033 | 16.3133 | 16.3151 | 10.5911 | 13.1337 | 19.5919 | 22.2005 | 16.3133 | 15.7802 | 14.2101 | 14.8842 | 17.6658 | 19.2516 | 5.025 | 4.981 | 5.025 | 4.8462 | 4.965 | 5.025 | 5.025 | 10.0192 | 9.8576 | 4.8569 | 6.996 | 12.8093 | 15.7948 | 18.1663 | 19.3355 | 11.4797 | 13.694 | 22.7236 | 23.7795 | 0.48182 | 0.38182 | 0 | 0 | 3636.7748 | 3651 | 3575 | 3600 | 3676.5 | 3684 | 0.47029 | 0.49789 | 0.31806 | 0.38181 | 0.56202 | 0.5886 | 9.5397 | 8.23 | 8.23 | 8.23 | 9.4754 | 13.5734 | 9.4996 | 8.8791 | 8.1842 | 8.3344 | 10.3968 | 11.7237 | 15.5645 | 14.155 | 6.8666 | 8.5914 | 22.2942 | 26.088 | 0.33636 | 0.27273 | 0 | 0.10909 | 1109.0901 | 1106 | 1008 | 1036.5 | 1180.5 | 1207 | 0.64234 | 0.59425 | 0.37278 | 0.41691 | 0.85971 | 0.97061 | 9.6696 | 9.2198 | 8.7162 | 8.9037 | 9.5922 | 10.6876 |  |  |  | 0.39612 | 0.5 | 0 | 0.40783 | 0.5 | 0.5 | 85.59% | 0.46284 | 0.34043 | 0.28024 | 0 | 0 | 0.5963 | 0.78379 | 64.86% | 0.52482 | 0 | 0 | 0 | 0 | 0 | 0 | 0 | 0% | 0 | 0.35328 | 0.5 | 0 | 0 | 0.5 | 0.83369 | 1.4316 | 55.86% | 0.63249 | 0.47488 | 0 | 0 | 0 | 0 | 1.4168 | 8.2631 | 16.22% | 2.9284 | 4370.7274 | 3797.3081 | 3264.4842 | 3446.4698 | 462023% | 6565.9628 | 100% | 3194.4675 | 3738.7997 | 0 | 0 | 447709% | 5300.6434 | 72.07% | 7565.1949 | 10.401 | 8.7524 | 14.6129 | 3698.274 | 3684.06 | 2033 | 3581.984 | 3663.66 | 3698.274 | 1017.968 | 1111.94 | 1205.96 | 3557.27 | 3650.73 | 3684.06 | 1018.17 | 1111.4 | 1206.01 | 3508.351 | 3647.32 | 3697.734 | 1015.884 | 1103.09 | 1193.544
2034 | 16.3133 | 16.3151 | 10.5911 | 13.1337 | 19.5919 | 22.2005 | 16.3133 | 15.7802 | 14.2101 | 14.8842 | 17.6658 | 19.2516 | 5.04 | 4.996 | 5.04 | 4.8612 | 4.98 | 5.04 | 5.04 | 10.0042 | 9.8426 | 4.8419 | 6.981 | 12.7943 | 15.7798 | 18.2038 | 19.5187 | 11.2477 | 13.833 | 22.909 | 23.7784 | 0.48182 | 0.38182 | 0 | 0 | 3637.045 | 3653 | 3573 | 3601.5 | 3678 | 3684 | 0.47054 | 0.49535 | 0.32957 | 0.37764 | 0.5664 | 0.5886 | 9.4929 | 8.23 | 8.23 | 8.23 | 9.4371 | 13.1967 | 9.5037 | 9.0021 | 8.1945 | 8.3204 | 10.349 | 11.7605 | 15.6172 | 13.9027 | 6.8666 | 9.1118 | 22.2666 | 26.0804 | 0.33636 | 0.27273 | 0 | 0.10909 | 1109.8198 | 1104 | 1008 | 1044 | 1180 | 1207 | 0.64506 | 0.59679 | 0.37278 | 0.4312 | 0.86191 | 0.97061 | 9.6554 | 9.2197 | 8.671 | 8.9181 | 9.5922 | 10.6801 |  |  |  | 0.39628 | 0.5 | 0 | 0.40783 | 0.5 | 0.5 | 85.59% | 0.46303 | 0.34091 | 0.28029 | 0 | 0 | 0.58193 | 0.82897 | 64.86% | 0.52557 | 0 | 0 | 0 | 0 | 0 | 0 | 0 | 0% | 0 | 0.35374 | 0.5 | 0 | 0 | 0.5 | 0.83369 | 1.4316 | 55.86% | 0.6333 | 0.46118 | 0 | 0 | 0 | 0 | 1.1326 | 8.1717 | 16.22% | 2.844 | 4349.5465 | 3804.8126 | 3275.741 | 3446.4698 | 457974% | 6417.1235 | 100% | 3252.5458 | 3739.2825 | 0 | 0 | 447490% | 5296.7941 | 73.87% | 7602.0923 | 10.3542 | 8.7524 | 14.103 | 3698.522 | 3684.06 | 2034 | 3584.682 | 3660.02 | 3698.522 | 1018.512 | 1116.96 | 1206.808 | 3556.982 | 3649.98 | 3684.06 | 1018.06 | 1109.56 | 1204.922 | 3509.657 | 3646.455 | 3697.077 | 1015.276 | 1104.42 | 1193.328
2035 | 16.3133 | 16.3151 | 10.5911 | 13.1337 | 19.5919 | 22.2005 | 16.3133 | 15.7802 | 14.2101 | 14.8842 | 17.6658 | 19.2516 | 5.055 | 5.011 | 5.055 | 4.8762 | 4.995 | 5.055 | 5.055 | 9.9892 | 9.8276 | 4.8269 | 6.966 | 12.7793 | 15.7648 | 18.2127 | 19.1728 | 11.2013 | 14.0312 | 23.0905 | 23.7773 | 0.45455 | 0.38182 | 0 | 0 | 3636.964 | 3650 | 3572 | 3603.5 | 3679 | 3684 | 0.47127 | 0.50043 | 0.32573 | 0.38077 | 0.57078 | 0.5886 | 9.5082 | 8.23 | 8.23 | 8.23 | 9.3136 | 13.1468 | 9.5098 | 9.0292 | 8.23 | 8.307 | 10.3807 | 11.7193 | 15.6716 | 13.9232 | 6.8666 | 9.3337 | 22.2463 | 26.018 | 0.33636 | 0.27273 | 0 | 0.10909 | 1110.5676 | 1104 | 1008 | 1047.5 | 1180 | 1207 | 0.64666 | 0.59171 | 0.37278 | 0.44858 | 0.85971 | 0.97061 | 9.6673 | 9.2197 | 8.7162 | 8.9304 | 9.5922 | 10.6708 |  |  |  | 0.39645 | 0.5 | 0 | 0.40783 | 0.5 | 0.5 | 85.59% | 0.46322 | 0.33156 | 0.2803 | 0 | 0 | 0.56964 | 0.78379 | 64.86% | 0.51115 | 0 | 0 | 0 | 0 | 0 | 0 | 0 | 0% | 0 | 0.34435 | 0.5 | 0 | 0 | 0.5 | 0.68984 | 1.4316 | 55.86% | 0.61649 | 0.46362 | 0 | 0 | 0 | 0 | 1.1234 | 7.8435 | 16.22% | 2.859 | 4358.5232 | 3782.2989 | 3268.2365 | 3467.1074 | 454520% | 6409.6389 | 100% | 3286.412 | 3712.5366 | 0 | 1591.4801 | 447311% | 5287.3608 | 74.77% | 7644.9351 | 10.3695 | 8.7524 | 14.2132 | 3699.296 | 3684.06 | 2035 | 3580.63 | 3663.36 | 3699.296 | 1018.414 | 1115.93 | 1208.638 | 3558.404 | 3649.83 | 3684.052 | 1019.032 | 1107.18 | 1206.832 | 3511.308 | 3646.48 | 3697.159 | 1015.552 | 1103.635 | 1194.241
2036 | 16.3133 | 16.3151 | 10.5911 | 13.1337 | 19.5919 | 22.2005 | 16.3133 | 15.7802 | 14.2101 | 14.8842 | 17.6658 | 19.2516 | 5.07 | 5.026 | 5.07 | 4.8912 | 5.01 | 5.07 | 5.07 | 9.9742 | 9.8126 | 4.8119 | 6.951 | 12.7643 | 15.7498 | 18.242 | 19.4911 | 11.008 | 13.8346 | 23.2657 | 23.7762 | 0.47273 | 0.38182 | 0 | 0 | 3637.1261 | 3653 | 3570 | 3601.5 | 3680 | 3684 | 0.4713 | 0.4928 | 0.32382 | 0.38494 | 0.5737 | 0.5886 | 9.4711 | 8.23 | 8.23 | 8.23 | 9.2226 | 13.0899 | 9.5128 | 9.1229 | 8.23 | 8.23 | 10.3591 | 11.6789 | 15.6962 | 13.7144 | 6.8666 | 9.5484 | 22.1389 | 26.0653 | 0.33636 | 0.26364 | 0 | 0.10909 | 1111.036 | 1102 | 1008 | 1050 | 1179 | 1207 | 0.64826 | 0.59171 | 0.37278 | 0.4571 | 0.85971 | 0.97061 | 9.659 | 9.2197 | 8.671 | 8.9301 | 9.5922 | 10.6594 |  |  |  | 0.39661 | 0.5 | 0 | 0.40783 | 0.5 | 0.5 | 85.59% | 0.46341 | 0.33412 | 0.2803 | 0 | 0 | 0.5699 | 0.82897 | 64.86% | 0.51511 | 0 | 0 | 0 | 0 | 0 | 0 | 0 | 0% | 0 | 0.34689 | 0.5 | 0 | 0 | 0.5 | 0.75872 | 1.4316 | 55.86% | 0.62105 | 0.45795 | 0 | 0 | 0 | 0 | 1.113 | 7.7629 | 16.22% | 2.824 | 4341.2241 | 3778.5467 | 3260.7319 | 3483.9926 | 454326% | 6402.1544 | 100% | 3258.1408 | 3714.7817 | 0 | 0 | 447287% | 5281.565 | 73.87% | 7599.3649 | 10.3324 | 8.7524 | 14.1467 | 3698.328 | 3684.05 | 2036 | 3583.828 | 3661.08 | 3698.328 | 1016.558 | 1109.71 | 1206.48 | 3558.42 | 3650.88 | 3684.05 | 1017.922 | 1104.42 | 1206.908 | 3511.163 | 3645.72 | 3698.075 | 1015.271 | 1102.81 | 1194.632
2037 | 16.3133 | 16.3151 | 10.5911 | 13.1337 | 19.5919 | 22.2005 | 16.3133 | 15.7802 | 14.2101 | 14.8842 | 17.6658 | 19.2516 | 5.085 | 5.041 | 5.085 | 4.9062 | 5.025 | 5.085 | 5.085 | 9.9592 | 9.7976 | 4.7969 | 6.936 | 12.7493 | 15.7348 | 18.2559 | 19.4773 | 11.0618 | 13.7987 | 23.4523 | 23.7932 | 0.46364 | 0.38182 | 0 | 0 | 3637.1081 | 3652 | 3570 | 3601 | 3682 | 3684 | 0.47203 | 0.50043 | 0.31998 | 0.38077 | 0.57662 | 0.5886 | 9.472 | 8.23 | 8.23 | 8.23 | 9.1825 | 13.0388 | 9.5107 | 9.1229 | 8.23 | 8.23 | 10.4038 | 11.7411 | 15.7088 | 13.7564 | 6.8666 | 9.8641 | 22.0038 | 26.0496 | 0.34545 | 0.25455 | 0 | 0.10909 | 1111.3333 | 1102 | 1008 | 1054.5 | 1178 | 1207 | 0.64915 | 0.58664 | 0.37278 | 0.46335 | 0.85537 | 0.97061 | 9.6713 | 9.2197 | 8.7037 | 8.9324 | 9.5922 | 10.651 |  |  |  | 0.39675 | 0.5 | 0 | 0.40783 | 0.5 | 0.5 | 85.59% | 0.46358 | 0.32996 | 0.2803 | 0 | 0 | 0.56763 | 0.7963 | 64.86% | 0.5087 | 0 | 0 | 0 | 0 | 0 | 0 | 0 | 0% | 0 | 0.34268 | 0.5 | 0 | 0 | 0.5 | 0.61664 | 1.4316 | 55.86% | 0.61351 | 0.46597 | 0 | 0 | 0 | 0 | 1.1035 | 7.813 | 16.22% | 2.8735 | 4342.8184 | 3804.8126 | 3249.4751 | 3489.621 | 453290% | 6409.4073 | 100% | 3319.7376 | 3685.7466 | 0 | 3203.7277 | 448398% | 5277.2505 | 75.68% | 7662.556 | 10.3333 | 8.7524 | 14.3034 | 3698.852 | 3684.05 | 2037 | 3580.818 | 3662.29 | 3698.852 | 1013.548 | 1110.66 | 1207.968 | 3559.824 | 3650.14 | 3684.05 | 1014.07 | 1106.68 | 1206.164 | 3510.623 | 3645.66 | 3697.611 | 1014.793 | 1102.42 | 1194.591
2038 | 16.3133 | 16.3151 | 10.5911 | 13.1337 | 19.5919 | 22.2005 | 16.3133 | 15.7802 | 14.2101 | 14.8842 | 17.6658 | 19.2516 | 5.1 | 5.056 | 5.1 | 4.9212 | 5.04 | 5.1 | 5.1 | 9.9442 | 9.7826 | 4.7819 | 6.921 | 12.7343 | 15.7198 | 18.2871 | 19.4424 | 10.9861 | 13.6036 | 23.5989 | 23.7793 | 0.46364 | 0.38182 | 0 | 0 | 3637.1622 | 3652 | 3569 | 3599 | 3682.5 | 3684 | 0.4722 | 0.49789 | 0.31998 | 0.37972 | 0.58261 | 0.5886 | 9.438 | 8.23 | 8.23 | 8.23 | 9.1381 | 12.985 | 9.5023 | 9.1229 | 8.23 | 8.23 | 10.4087 | 11.7411 | 15.6876 | 13.9457 | 6.8667 | 10.3673 | 21.8475 | 26.0501 | 0.32727 | 0.25455 | 0 | 0.10909 | 1111.2432 | 1104 | 1008 | 1061.5 | 1177 | 1207 | 0.64951 | 0.58664 | 0.37278 | 0.47459 | 0.85097 | 0.97061 | 9.6715 | 9.2197 | 8.7037 | 8.9356 | 9.5922 | 10.6446 |  |  |  | 0.39384 | 0.5 | 0 | 0.40783 | 0.5 | 0.5 | 84.68% | 0.46507 | 0.32846 | 0.2803 | 0 | 0 | 0.56436 | 0.79629 | 64.86% | 0.50638 | 0 | 0 | 0 | 0 | 0 | 0 | 0 | 0% | 0 | 0.34114 | 0.5 | 0 | 0 | 0.5 | 0.6101 | 1.4316 | 55.86% | 0.61076 | 0.46466 | 0 | 0 | 0 | 0 | 1.3466 | 7.774 | 17.12% | 2.7146 | 4326.6465 | 3786.0512 | 3234.466 | 3487.7449 | 451398% | 6387.1853 | 100% | 3287.8797 | 3684.6097 | 0 | 1570.4063 | 446477% | 5274.0308 | 74.77% | 7614.5262 | 10.2993 | 8.7524 | 14.0541 | 3698.704 | 3684.05 | 2038 | 3583.632 | 3661.01 | 3698.704 | 1015.546 | 1109.78 | 1206.79 | 3554.466 | 3648.51 | 3684.05 | 1014.094 | 1105.64 | 1206.918 | 3512.257 | 3646.21 | 3697.672 | 1014.306 | 1101.965 | 1194.409
2039 | 16.3133 | 16.3151 | 10.5911 | 13.1337 | 19.5919 | 22.2005 | 16.3133 | 15.7802 | 14.2101 | 14.8842 | 17.6658 | 19.2516 | 5.115 | 5.071 | 5.115 | 4.9362 | 5.055 | 5.115 | 5.115 | 9.9292 | 9.7676 | 4.7669 | 6.906 | 12.7193 | 15.7048 | 18.2953 | 19.4368 | 10.801 | 13.5266 | 23.729 | 23.7953 | 0.47273 | 0.38182 | 0 | 0 | 3637.1171 | 3652 | 3567 | 3598.5 | 3683 | 3684 | 0.47269 | 0.49789 | 0.31806 | 0.37579 | 0.58411 | 0.5886 | 9.4476 | 8.23 | 8.23 | 8.23 | 9.1738 | 13.159 | 9.4939 | 9.1056 | 8.23 | 8.23 | 10.4011 | 11.801 | 15.6835 | 13.8878 | 6.8667 | 10.1423 | 21.294 | 26.0426 | 0.32727 | 0.24545 | 0 | 0.10909 | 1111.3784 | 1104 | 1008 | 1058.5 | 1172.5 | 1207 | 0.64893 | 0.59171 | 0.37278 | 0.49181 | 0.84657 | 0.97061 | 9.6641 | 9.2197 | 8.671 | 8.9318 | 9.5922 | 10.6373 |  |  |  | 0.39553 | 0.5 | 0 | 0.40783 | 0.5 | 0.5 | 85.59% | 0.46215 | 0.32983 | 0.2803 | 0 | 0 | 0.56816 | 0.82897 | 64.86% | 0.50849 | 0 | 0 | 0 | 0 | 0 | 0 | 0 | 0% | 0 | 0.34248 | 0.5 | 0 | 0 | 0.5 | 0.61772 | 1.4316 | 55.86% | 0.61316 | 0.45857 | 0 | 0 | 0 | 0 | 1.2427 | 8.0355 | 17.12% | 2.679 | 4331.8195 | 3804.8126 | 3249.4751 | 3474.6119 | 452028% | 6425.7954 | 100% | 3339.9639 | 3658.7397 | 0 | 3188.6824 | 447347% | 5270.3089 | 76.58% | 7671.7835 | 10.3089 | 8.7524 | 14.5228 | 3698.626 | 3684.05 | 2039 | 3582.624 | 3661.42 | 3698.626 | 1014.182 | 1110.02 | 1206.754 | 3555.476 | 3649.09 | 3684.05 | 1014.326 | 1107.14 | 1205.864 | 3511.853 | 3645.61 | 3698.226 | 1013.903 | 1101.115 | 1194.496
2040 | 16.3133 | 16.3151 | 10.5911 | 13.1337 | 19.5919 | 22.2005 | 16.3133 | 15.7802 | 14.2101 | 14.8842 | 17.6658 | 19.2516 | 5.13 | 5.086 | 5.13 | 4.9512 | 5.07 | 5.13 | 5.13 | 9.9142 | 9.7526 | 4.7519 | 6.891 | 12.7043 | 15.6898 | 18.2792 | 19.275 | 10.7796 | 13.4882 | 23.7373 | 23.7993 | 0.45455 | 0.4 | 0 | 0 | 3636.8559 | 3651 | 3567 | 3598 | 3683 | 3684 | 0.47287 | 0.49789 | 0.31423 | 0.37475 | 0.58561 | 0.5886 | 9.4589 | 8.23 | 8.23 | 8.23 | 9.3008 | 13.2351 | 9.4884 | 9.0905 | 8.23 | 8.23 | 10.3101 | 11.7931 | 15.6787 | 13.9142 | 6.8756 | 10.3804 | 21.6151 | 25.88 | 0.31818 | 0.24545 | 0 | 0.1 | 1111.4414 | 1104 | 1009 | 1061.5 | 1175 | 1206 | 0.64881 | 0.59171 | 0.37278 | 0.48459 | 0.82677 | 0.97061 | 9.6762 | 9.2294 | 8.7188 | 9.0065 | 9.5922 | 10.8022 |  |  |  | 0.39417 | 0.5 | 0 | 0.40783 | 0.5 | 0.5 | 84.68% | 0.46545 | 0.31727 | 0.2706 | 0 | 0 | 0.4935 | 0.78117 | 64.86% | 0.48913 | 0 | 0 | 0 | 0 | 0 | 0 | 0 | 0% | 0 | 0.32989 | 0.5 | 0 | 0 | 0.5 | 0.51095 | 1.4316 | 54.95% | 0.60029 | 0.45816 | 0 | 0 | 0 | 0 | 1.2687 | 7.9292 | 17.12% | 2.6766 | 4336.524 | 3816.0695 | 3223.2091 | 3468.9835 | 459028% | 6565.2716 | 100% | 3397.1029 | 3669.274 | 0 | 3242.3814 | 445083% | 5268.1679 | 78.38% | 7733.6268 | 10.3202 | 8.7524 | 14.5078 | 3698.466 | 3684.04 | 2040 | 3583.212 | 3659.66 | 3698.466 | 1013.546 | 1108.29 | 1206.522 | 3560.464 | 3650.12 | 3684.04 | 1014.56 | 1105.87 | 1205.804 | 3511.533 | 3644.065 | 3698.097 | 1011.754 | 1102.005 | 1193.87
2041 | 16.3133 | 16.3151 | 10.5911 | 13.1337 | 19.5919 | 22.2005 | 16.3133 | 15.7802 | 14.2101 | 14.8842 | 17.6658 | 19.2516 | 5.145 | 5.101 | 5.145 | 4.9662 | 5.085 | 5.145 | 5.145 | 9.8992 | 9.7376 | 4.7369 | 6.876 | 12.6893 | 15.6748 | 18.2575 | 19.2162 | 10.8242 | 13.5112 | 23.7421 | 23.7998 | 0.46364 | 0.4 | 0 | 0 | 3636.6126 | 3650 | 3567 | 3598 | 3683.5 | 3684 | 0.47253 | 0.49535 | 0.31423 | 0.37379 | 0.58561 | 0.5886 | 9.4501 | 8.23 | 8.23 | 8.23 | 9.3444 | 13.2886 | 9.4798 | 9.0643 | 8.23 | 8.23 | 10.3624 | 11.7784 | 15.6884 | 14.0126 | 6.8727 | 10.4815 | 21.5386 | 26.0274 | 0.30909 | 0.24545 | 0 | 0.10909 | 1111.5856 | 1105 | 1008 | 1062.5 | 1174.5 | 1207 | 0.6487 | 0.59171 | 0.37484 | 0.49152 | 0.83777 | 0.96649 | 9.6528 | 9.2184 | 8.7188 | 8.9706 | 9.5922 | 10.6251 |  |  |  | 0.39563 | 0.5 | 0 | 0.40783 | 0.5 | 0.5 | 85.59% | 0.46226 | 0.33089 | 0.28164 | 0 | 0 | 0.52941 | 0.78117 | 65.77% | 0.50313 | 0 | 0 | 0 | 0 | 0 | 0 | 0 | 0% | 0 | 0.34394 | 0.5 | 0 | 0 | 0.5 | 0.5323 | 1.4316 | 56.76% | 0.60599 | 0.44878 | 0 | 0 | 0 | 0 | 1.4178 | 8.1339 | 17.12% | 2.6218 | 4330.3233 | 3801.0603 | 3234.466 | 3476.4881 | 462683% | 6525.5671 | 100% | 3357.9511 | 3661.0376 | 0 | 3224.2926 | 444661% | 5264.0857 | 77.48% | 7688.2744 | 10.3114 | 8.7524 | 14.4928 | 3698.472 | 3684.04 | 2041 | 3582.816 | 3659.47 | 3698.472 | 1012.984 | 1107.42 | 1205.734 | 3557.722 | 3651.11 | 3684.04 | 1014.16 | 1106.74 | 1204.74 | 3510.774 | 3644.955 | 3698.257 | 1012.676 | 1099.245 | 1193.171
2042 | 16.3133 | 16.3151 | 10.5911 | 13.1337 | 19.5919 | 22.2005 | 16.3133 | 15.7802 | 14.2101 | 14.8842 | 17.6658 | 19.2516 | 5.16 | 5.116 | 5.16 | 4.9812 | 5.1 | 5.16 | 5.16 | 9.8842 | 9.7226 | 4.7219 | 6.861 | 12.6743 | 15.6598 | 18.2281 | 19.1141 | 10.7468 | 13.7247 | 23.7443 | 23.7998 | 0.47273 | 0.39091 | 0 | 0 | 3636.3784 | 3650 | 3566 | 3600.5 | 3683.5 | 3684 | 0.47207 | 0.4928 | 0.31423 | 0.37379 | 0.5871 | 0.5886 | 9.4441 | 8.23 | 8.23 | 8.23 | 9.3171 | 13.2769 | 9.4723 | 9.0651 | 8.23 | 8.23 | 10.3745 | 11.7634 | 15.6804 | 14.2516 | 6.8698 | 10.3429 | 21.4718 | 26.0198 | 0.31818 | 0.24545 | 0 | 0.10909 | 1111.6486 | 1107 | 1008 | 1061 | 1174 | 1207 | 0.64886 | 0.59425 | 0.37278 | 0.49412 | 0.83557 | 0.97061 | 9.6647 | 9.2184 | 8.7034 | 8.9706 | 9.5922 | 10.9384 |  |  |  | 0.39493 | 0.5 | 0 | 0.40783 | 0.5 | 0.5 | 84.68% | 0.46635 | 0.33033 | 0.28164 | 0 | 0 | 0.52941 | 0.79662 | 65.77% | 0.50228 | 0 | 0 | 0 | 0 | 0 | 0 | 0 | 0% | 0 | 0.34334 | 0.5 | 0 | 0 | 0.5 | 0.53798 | 1.4316 | 56.76% | 0.60494 | 0.46006 | 0 | 0 | 0 | 0 | 1.6354 | 8.0795 | 17.12% | 2.6877 | 4325.5982 | 3793.5558 | 3200.6954 | 3463.3551 | 461333% | 6552.5888 | 100% | 3420.5181 | 3655.7572 | 0 | 3264.4404 | 444344% | 5384.4676 | 79.28% | 7746.1163 | 10.3054 | 8.7524 | 14.4778 | 3699.02 | 3684.03 | 2042 | 3581.72 | 3662.43 | 3699.02 | 1013.506 | 1107.88 | 1205.328 | 3557.68 | 3649.73 | 3684.03 | 1014.184 | 1108.34 | 1205.508 | 3509.163 | 3645.19 | 3698.441 | 1012.707 | 1098.68 | 1191.401
2043 | 16.3133 | 16.3151 | 10.5911 | 13.1337 | 19.5919 | 22.2005 | 16.3133 | 15.7802 | 14.2101 | 14.8842 | 17.6658 | 19.2516 | 5.175 | 5.131 | 5.175 | 4.9962 | 5.115 | 5.175 | 5.175 | 9.8692 | 9.7076 | 4.7069 | 6.846 | 12.6593 | 15.6448 | 18.1923 | 19.0702 | 10.5734 | 13.4564 | 23.7428 | 23.7998 | 0.45455 | 0.39091 | 0 | 0 | 3636.0721 | 3649 | 3564 | 3597.5 | 3683.5 | 3684 | 0.47142 | 0.4928 | 0.31231 | 0.37876 | 0.5871 | 0.5886 | 9.4366 | 8.23 | 8.23 | 8.23 | 9.2902 | 13.1983 | 9.462 | 9.04 | 8.23 | 8.23 | 10.3404 | 11.7487 | 15.6768 | 14.2895 | 6.8738 | 10.3403 | 21.4681 | 26.0123 | 0.30909 | 0.24545 | 0 | 0.10909 | 1111.7207 | 1108 | 1009 | 1061 | 1174 | 1207 | 0.64863 | 0.59933 | 0.37278 | 0.49065 | 0.83337 | 0.97061 | 9.653 | 9.2184 | 8.7188 | 9.0065 | 9.579 | 10.6343 |  |  |  | 0.40158 | 0.5 | 0 | 0.42098 | 0.5 | 0.5 | 85.59% | 0.46921 | 0.32453 | 0.28164 | 0 | 0 | 0.4935 | 0.78117 | 66.67% | 0.4868 | 0 | 0 | 0 | 0 | 0 | 0 | 0 | 0% | 0 | 0.34095 | 0.5 | 0 | 0 | 0.5 | 0.51095 | 1.4316 | 57.66% | 0.59133 | 0.44595 | 0 | 0 | 0 | 0 | 1.4274 | 8.1052 | 15.32% | 2.9118 | 4319.8243 | 3801.0603 | 3193.1909 | 3468.9835 | 460002% | 6535.2114 | 100% | 3439.6112 | 3661.0376 | 0 | 3266.3417 | 444122% | 5257.497 | 80.18% | 7759.4355 | 10.2979 | 8.7524 | 14.4628 | 3699.366 | 3684.03 | 2043 | 3582.174 | 3665.41 | 3699.366 | 1013.614 | 1106.6 | 1205.504 | 3556.782 | 3650.39 | 3684.03 | 1013.312 | 1109.65 | 1205.128 | 3507.894 | 3645.11 | 3698.578 | 1014.331 | 1098.59 | 1192.185
2044 | 16.3133 | 16.3151 | 10.5911 | 13.1337 | 19.5919 | 22.2005 | 16.3133 | 15.7802 | 14.2101 | 14.8842 | 17.6658 | 19.2516 | 5.19 | 5.146 | 5.19 | 5.0112 | 5.13 | 5.19 | 5.19 | 9.8542 | 9.6926 | 4.6919 | 6.831 | 12.6443 | 15.6298 | 18.154 | 18.9107 | 10.4269 | 13.4854 | 23.7364 | 23.7998 | 0.45455 | 0.39091 | 0 | 0 | 3635.6757 | 3648 | 3562 | 3597.5 | 3683 | 3684 | 0.47072 | 0.49026 | 0.30848 | 0.37283 | 0.5871 | 0.5886 | 9.4251 | 8.23 | 8.23 | 8.23 | 9.2035 | 13.1833 | 9.4552 | 9.0204 | 8.23 | 8.23 | 10.3331 | 11.7337 | 15.673 | 14.3025 | 6.8716 | 10.5337 | 21.4058 | 26.0047 | 0.31818 | 0.22727 | 0 | 0.10909 | 1111.7387 | 1108 | 1008 | 1063.5 | 1173.5 | 1207 | 0.64864 | 0.60187 | 0.37484 | 0.49056 | 0.83337 | 0.97061 | 9.6416 | 9.1888 | 8.7038 | 8.9431 | 9.579 | 10.7272 |  |  |  | 0.40128 | 0.5 | 0 | 0.42098 | 0.5 | 0.5 | 85.59% | 0.46886 | 0.33385 | 0.31121 | 0 | 0 | 0.55694 | 0.79617 | 67.57% | 0.4941 | 0 | 0 | 0 | 0 | 0 | 0 | 0 | 0% | 0 | 0.35034 | 0.5 | 0 | 0 | 0.5 | 0.53987 | 1.4316 | 58.56% | 0.59828 | 0.444 | 0 | 0 | 0 | 0 | 1.5203 | 8.06 | 16.22% | 2.738 | 4311.4586 | 3804.8126 | 3185.6863 | 3453.9744 | 455305% | 6510.1211 | 100% | 3407.7705 | 3652.7244 | 0 | 3269.3306 | 443478% | 5253.892 | 79.28% | 7719.2291 | 10.2863 | 8.7524 | 14.4205 | 3699.38 | 3684.042 | 2044 | 3579.824 | 3665.26 | 3699.38 | 1012.932 | 1105.59 | 1207.998 | 3557.416 | 3650.3 | 3684.036 | 1012.99 | 1108.84 | 1206.278 | 3506.369 | 3644.515 | 3698.685 | 1013.258 | 1097.915 | 1190.49
2045 | 16.3133 | 16.3151 | 10.5911 | 13.1337 | 19.5919 | 22.2005 | 16.3133 | 15.7802 | 14.2101 | 14.8842 | 17.6658 | 19.2516 | 5.205 | 5.161 | 5.205 | 5.0262 | 5.145 | 5.205 | 5.205 | 9.8392 | 9.6776 | 4.6769 | 6.816 | 12.6293 | 15.6148 | 18.1092 | 18.8717 | 10.1851 | 13.2163 | 23.7298 | 23.7998 | 0.46364 | 0.4 | 0 | 0 | 3635.1351 | 3648 | 3559 | 3595 | 3683 | 3684 | 0.46996 | 0.48772 | 0.30464 | 0.37283 | 0.58561 | 0.5886 | 9.4179 | 8.23 | 8.23 | 8.23 | 9.1538 | 13.1683 | 9.4461 | 9.0154 | 8.23 | 8.23 | 10.3178 | 11.6947 | 15.6687 | 14.0864 | 6.8716 | 10.4435 | 21.2715 | 25.9971 | 0.31818 | 0.22727 | 0 | 0.1 | 1111.7027 | 1106 | 1008 | 1062.5 | 1172.5 | 1207 | 0.64846 | 0.60187 | 0.37278 | 0.49643 | 0.83117 | 0.97061 | 9.6351 | 9.1888 | 8.7188 | 8.9706 | 9.5678 | 10.5972 |  |  |  | 0.40258 | 0.5 | 0 | 0.43218 | 0.5 | 0.5 | 85.59% | 0.47039 | 0.33361 | 0.31121 | 0 | 0 | 0.52941 | 0.78117 | 68.47% | 0.48725 | 0 | 0 | 0 | 0 | 0 | 0 | 0 | 0% | 0 | 0.35097 | 0.5 | 0 | 0 | 0.5 | 0.51095 | 1.4316 | 59.46% | 0.59027 | 0.43809 | 0 | 0 | 0 | 0 | 1.2348 | 8.0664 | 15.32% | 2.8605 | 4304.4485 | 3816.0695 | 3181.934 | 3422.08 | 454074% | 6489.6646 | 100% | 3373.6485 | 3651.8136 | 0 | 3281.8134 | 443053% | 5249.9257 | 78.38% | 7678.0971 | 10.2792 | 8.7524 | 14.4328 | 3698.8 | 3684.02 | 2045 | 3582.294 | 3663.91 | 3698.8 | 1013.464 | 1104.41 | 1204.7 | 3559.668 | 3649.23 | 3684.02 | 1012.976 | 1107.93 | 1203.79 | 3505.793 | 3644.67 | 3698.777 | 1013.887 | 1097.24 | 1191.575
2046 | 16.3133 | 16.3151 | 10.5911 | 13.1337 | 19.5919 | 22.2005 | 16.3133 | 15.7802 | 14.2101 | 14.8842 | 17.6658 | 19.2516 | 5.22 | 5.176 | 5.22 | 5.0412 | 5.16 | 5.22 | 5.22 | 9.8242 | 9.6626 | 4.6619 | 6.801 | 12.6143 | 15.5998 | 18.0663 | 18.8468 | 10.1099 | 13.0611 | 23.7171 | 23.7998 | 0.46364 | 0.38182 | 0 | 0 | 3634.7207 | 3647 | 3558 | 3593.5 | 3683 | 3684 | 0.46893 | 0.48772 | 0.29907 | 0.36802 | 0.58561 | 0.5886 | 9.4019 | 8.23 | 8.23 | 8.23 | 9.1387 | 13.1533 | 9.4392 | 8.9988 | 8.23 | 8.23 | 10.2944 | 11.6886 | 15.6535 | 14.3396 | 6.8782 | 10.3027 | 21.2502 | 25.9893 | 0.30909 | 0.22727 | 0 | 0.1 | 1111.4865 | 1108 | 1009 | 1060.5 | 1172.5 | 1207 | 0.64829 | 0.59679 | 0.37278 | 0.49412 | 0.82677 | 0.97061 | 9.6305 | 9.1888 | 8.7188 | 8.9989 | 9.5678 | 10.5899 |  |  |  | 0.40259 | 0.5 | 0 | 0.43218 | 0.5 | 0.5 | 85.59% | 0.47039 | 0.33256 | 0.31121 | 0 | 0 | 0.50113 | 0.78117 | 68.47% | 0.48571 | 0 | 0 | 0 | 0 | 0 | 0 | 0 | 0% | 0 | 0.34988 | 0.5 | 0 | 0 | 0.5 | 0.5 | 1.4316 | 59.46% | 0.58844 | 0.43236 | 0 | 0 | 0 | 0 | 1.2892 | 7.838 | 15.32% | 2.8231 | 4292.9742 | 3823.574 | 3181.934 | 3414.5754 | 453326% | 6470.5678 | 100% | 3399.1271 | 3637.7121 | 0 | 3279.5864 | 442415% | 5246.222 | 79.28% | 7692.1012 | 10.2632 | 8.7524 | 14.0765 | 3698.956 | 3684.02 | 2046 | 3580.544 | 3664.39 | 3698.956 | 1013.464 | 1104.01 | 1204.652 | 3560.09 | 3649.51 | 3684.02 | 1014.068 | 1107.23 | 1203.94 | 3504.902 | 3644.65 | 3698.907 | 1012.643 | 1096.945 | 1191.377
2047 | 16.3133 | 16.3151 | 10.5911 | 13.1337 | 19.5919 | 22.2005 | 16.3133 | 15.7802 | 14.2101 | 14.8842 | 17.6658 | 19.2516 | 5.235 | 5.191 | 5.235 | 5.0562 | 5.175 | 5.235 | 5.235 | 9.8092 | 9.6476 | 4.6469 | 6.786 | 12.5993 | 15.5848 | 18.0139 | 18.8192 | 10.1445 | 13.0097 | 23.7049 | 23.7998 | 0.47273 | 0.38182 | 0 | 0 | 3634.2342 | 3647 | 3559 | 3592.5 | 3683 | 3684 | 0.46802 | 0.48517 | 0.29733 | 0.36513 | 0.58561 | 0.5886 | 9.3981 | 8.23 | 8.23 | 8.23 | 9.1237 | 13.1383 | 9.4318 | 8.9859 | 8.23 | 8.23 | 10.3044 | 11.6768 | 15.6417 | 14.3864 | 6.8716 | 10.5154 | 21.0326 | 25.9765 | 0.30909 | 0.22727 | 0 | 0.1 | 1111.3964 | 1109 | 1008 | 1063 | 1170.5 | 1206 | 0.64774 | 0.60187 | 0.37484 | 0.4894 | 0.82677 | 0.97061 | 9.6237 | 9.1748 | 8.7188 | 8.9445 | 9.5678 | 10.5802 |  |  |  | 0.40245 | 0.5 | 0 | 0.43218 | 0.5 | 0.5 | 85.59% | 0.47024 | 0.33728 | 0.32519 | 0 | 0 | 0.55546 | 0.78117 | 68.47% | 0.49261 | 0 | 0 | 0 | 0 | 0 | 0 | 0 | 0% | 0 | 0.35617 | 0.5 | 0 | 0 | 0.5 | 0.53987 | 1.4316 | 60.36% | 0.59008 | 0.43193 | 0 | 0 | 0 | 0 | 1.2359 | 7.8789 | 16.22% | 2.6636 | 4287.7292 | 3816.0695 | 3178.1817 | 3412.6993 | 452580% | 6449.7844 | 100% | 3423.6741 | 3641.3298 | 0 | 3265.5198 | 442572% | 5241.3035 | 80.18% | 7711.4034 | 10.2594 | 8.7524 | 14.4028 | 3699.4 | 3684.022 | 2047 | 3579.506 | 3663.87 | 3699.4 | 1014.472 | 1102.65 | 1205.958 | 3556.906 | 3647.76 | 3684.022 | 1014.524 | 1107.34 | 1203.772 | 3504.542 | 3643.93 | 3699.145 | 1012.258 | 1097.16 | 1190.554
2048 | 16.3133 | 16.3151 | 10.5911 | 13.1337 | 19.5919 | 22.2005 | 16.3133 | 15.7802 | 14.2101 | 14.8842 | 17.6658 | 19.2516 | 5.25 | 5.206 | 5.25 | 5.0712 | 5.19 | 5.25 | 5.25 | 9.7942 | 9.6326 | 4.6319 | 6.771 | 12.5843 | 15.5698 | 17.9399 | 18.7916 | 10.1713 | 13.0049 | 23.6941 | 23.7998 | 0.44545 | 0.37273 | 0 | 0 | 3633.4775 | 3647 | 3559 | 3592.5 | 3683 | 3684 | 0.46694 | 0.48517 | 0.29907 | 0.36321 | 0.58561 | 0.5886 | 9.4076 | 8.23 | 8.23 | 8.23 | 9.1086 | 13.1232 | 9.4288 | 8.9984 | 8.23 | 8.23 | 10.2574 | 11.6739 | 15.6431 | 14.2584 | 6.8807 | 10.4118 | 21.0965 | 25.7757 | 0.30909 | 0.22727 | 0 | 0.090909 | 1111.5225 | 1108 | 1009 | 1062 | 1171 | 1205 | 0.6473 | 0.60441 | 0.37278 | 0.49527 | 0.81797 | 0.96649 | 9.6201 | 9.1591 | 8.7188 | 8.9431 | 9.579 | 10.5733 |  |  |  | 0.39914 | 0.5 | 0 | 0.42098 | 0.5 | 0.5 | 85.59% | 0.46636 | 0.33958 | 0.34089 | 0 | 0 | 0.55694 | 0.78117 | 68.47% | 0.49597 | 0 | 0 | 0 | 0 | 0 | 0 | 0 | 0% | 0 | 0.35559 | 0.5 | 0 | 0 | 0.5 | 0.51095 | 1.4316 | 60.36% | 0.58911 | 0.42769 | 0 | 0 | 0 | 0 | 1.1643 | 7.8098 | 16.22% | 2.6374 | 4287.8929 | 3778.5467 | 3174.4295 | 3401.4424 | 451363% | 6509.7689 | 100% | 3450.2422 | 3636.3287 | 0 | 3289.7292 | 441926% | 5115.6744 | 81.08% | 7738.1351 | 10.2689 | 8.7524 | 14.3878 | 3699.06 | 3684.022 | 2048 | 3576.296 | 3663.74 | 3699.06 | 1013.482 | 1103.03 | 1203.77 | 3557.072 | 3649.09 | 3684.022 | 1014.204 | 1105.67 | 1203.122 | 3502.945 | 3643.77 | 3698.969 | 1012.13 | 1095.685 | 1191.332
2049 | 16.3133 | 16.3151 | 10.5911 | 13.1337 | 19.5919 | 22.2005 | 16.3133 | 15.7802 | 14.2101 | 14.8842 | 17.6658 | 19.2516 | 5.265 | 5.221 | 5.265 | 5.0862 | 5.205 | 5.265 | 5.265 | 9.7792 | 9.6176 | 4.6169 | 6.756 | 12.5693 | 15.5548 | 17.8688 | 18.596 | 10.1188 | 12.9016 | 23.6768 | 23.7998 | 0.43636 | 0.37273 | 0 | 0 | 3632.7477 | 3645 | 3558 | 3591.5 | 3683 | 3684 | 0.46532 | 0.48517 | 0.29907 | 0.36321 | 0.58561 | 0.5886 | 9.3912 | 8.23 | 8.23 | 8.23 | 9.0935 | 13.1082 | 9.4232 | 8.9998 | 8.23 | 8.23 | 10.2698 | 11.6589 | 15.6334 | 14.007 | 6.9293 | 10.2328 | 21.0182 | 25.9371 | 0.3 | 0.23636 | 0 | 0.1 | 1111.3423 | 1105 | 1009 | 1059.5 | 1170.5 | 1206 | 0.64748 | 0.60187 | 0.37484 | 0.49296 | 0.82017 | 0.96238 | 9.6149 | 9.1557 | 8.7246 | 8.9706 | 9.5662 | 10.5653 |  |  |  | 0.40358 | 0.5 | 0 | 0.43375 | 0.5 | 0.5 | 85.59% | 0.47155 | 0.33777 | 0.34428 | 0 | 0 | 0.52941 | 0.77538 | 69.37% | 0.48692 | 0 | 0 | 0 | 0 | 0 | 0 | 0 | 0% | 0 | 0.35717 | 0.5 | 0 | 0 | 0.5 | 0.5 | 1.4316 | 61.26% | 0.58303 | 0.42408 | 0 | 0 | 0 | 0 | 1.3161 | 7.7935 | 16.22% | 2.6152 | 4274.1707 | 3774.7944 | 3163.1726 | 3393.9379 | 443976% | 6502.3223 | 100% | 3388.3772 | 3636.3287 | 0 | 3289.9696 | 442405% | 5233.687 | 79.28% | 7662.548 | 10.2525 | 8.7524 | 14.3728 | 3699.372 | 3684.002 | 2049 | 3577.922 | 3664.26 | 3699.372 | 1014.448 | 1103.54 | 1203.964 | 3554.244 | 3648.4 | 3684.002 | 1014.476 | 1105.27 | 1203.03 | 3501.644 | 3643.235 | 3698.965 | 1011.805 | 1097.655 | 1190.316
2050 | 16.3133 | 16.3151 | 10.5911 | 13.1337 | 19.5919 | 22.2005 | 16.3133 | 15.7802 | 14.2101 | 14.8842 | 17.6658 | 19.2516 | 5.28 | 5.236 | 5.28 | 5.1012 | 5.22 | 5.28 | 5.28 | 9.7642 | 9.6026 | 4.6019 | 6.741 | 12.5543 | 15.5398 | 17.8037 | 18.4941 | 10.0022 | 12.8477 | 23.6675 | 23.7998 | 0.43636 | 0.37273 | 0 | 0 | 3632.0631 | 3644 | 3557 | 3591 | 3683 | 3684 | 0.46378 | 0.48009 | 0.29733 | 0.36128 | 0.58561 | 0.5886 | 9.3711 | 8.23 | 8.23 | 8.23 | 9.0033 | 13.0718 | 9.4144 | 8.9786 | 8.23 | 8.23 | 10.2582 | 11.644 | 15.5901 | 13.8705 | 6.8718 | 10.1297 | 20.9432 | 25.9165 | 0.3 | 0.23636 | 0 | 0.1 | 1110.9189 | 1103 | 1008 | 1058 | 1170 | 1206 | 0.64721 | 0.59425 | 0.37484 | 0.48709 | 0.81797 | 0.96649 | 9.6294 | 9.1518 | 8.7246 | 8.9481 | 9.5662 | 10.5577 |  |  |  | 0.40251 | 0.5 | 0 | 0.43375 | 0.5 | 0.5 | 85.59% | 0.4703 | 0.33998 | 0.34823 | 0 | 0 | 0.55189 | 0.77538 | 69.37% | 0.4901 | 0 | 0 | 0 | 0 | 0 | 0 | 0 | 0% | 0 | 0.35934 | 0.5 | 0 | 0 | 0.5 | 0.51095 | 1.4316 | 61.26% | 0.58658 | 0.44081 | 0 | 0 | 0 | 0 | 1.3265 | 7.8623 | 16.22% | 2.7183 | 4258.9442 | 3778.5467 | 3140.6589 | 3386.4333 | 436840% | 6382.3408 | 100% | 3364.4151 | 3641.3298 | 0 | 3260.5771 | 441967% | 5229.8679 | 78.38% | 7623.3593 | 10.2324 | 8.7524 | 14.3578 | 3699.502 | 3684 | 2050 | 3575.034 | 3664.38 | 3699.502 | 1014.4 | 1101.03 | 1204.162 | 3553.002 | 3648.46 | 3684 | 1014.708 | 1102.13 | 1204.232 | 3500.538 | 3642.755 | 3699.168 | 1011.926 | 1097.785 | 1189.378
2051 | 16.3133 | 16.3151 | 10.5911 | 13.1337 | 19.5919 | 22.2005 | 16.3133 | 15.7802 | 14.2101 | 14.8842 | 17.6658 | 19.2516 | 5.295 | 5.251 | 5.295 | 5.1162 | 5.235 | 5.295 | 5.295 | 9.7492 | 9.5876 | 4.5869 | 6.726 | 12.5393 | 15.5248 | 17.742 | 18.3875 | 9.8776 | 12.7935 | 23.6316 | 23.7999 | 0.43636 | 0.36364 | 0 | 0 | 3631.4505 | 3644 | 3555 | 3590.5 | 3683 | 3684 | 0.46233 | 0.47755 | 0.2956 | 0.36032 | 0.58561 | 0.5886 | 9.3539 | 8.23 | 8.23 | 8.23 | 8.9004 | 12.9912 | 9.4048 | 8.9539 | 8.23 | 8.23 | 10.2408 | 11.6293 | 15.5472 | 13.8463 | 6.8718 | 9.9667 | 20.9328 | 25.8958 | 0.3 | 0.22727 | 0 | 0.1 | 1110.4865 | 1103 | 1008 | 1055.5 | 1170 | 1206 | 0.64591 | 0.58917 | 0.37278 | 0.48334 | 0.81577 | 0.96649 | 9.6131 | 9.1515 | 8.7188 | 8.9476 | 9.5393 | 10.5511 |  |  |  | 0.40684 | 0.5 | 0 | 0.46068 | 0.5 | 0.5 | 85.59% | 0.47535 | 0.34529 | 0.34849 | 0 | 0 | 0.55239 | 0.78117 | 71.17% | 0.48515 | 0 | 0 | 0 | 0 | 0 | 0 | 0 | 0% | 0 | 0.36889 | 0.5 | 0 | 0 | 0.5 | 0.51095 | 1.4316 | 63.06% | 0.58495 | 0.43401 | 0 | 0 | 0 | 0 | 1.258 | 7.854 | 15.32% | 2.8339 | 4245.559 | 3767.2898 | 3129.4021 | 3378.9288 | 436040% | 6361.3453 | 100% | 3352.702 | 3664.0281 | 0 | 3260.9138 | 441740% | 5226.481 | 78.38% | 7598.261 | 10.2152 | 8.7524 | 13.8658 | 3699.698 | 3683.998 | 2051 | 3573.872 | 3664.01 | 3699.698 | 1014.396 | 1100.48 | 1203.668 | 3556.316 | 3648.05 | 3683.998 | 1014.176 | 1101.94 | 1203.962 | 3499.472 | 3642.43 | 3699.063 | 1011.845 | 1096.675 | 1189.628
2052 | 16.3133 | 16.3151 | 10.5911 | 13.1337 | 19.5919 | 22.2005 | 16.3133 | 15.7802 | 14.2101 | 14.8842 | 17.6658 | 19.2516 | 5.31 | 5.266 | 5.31 | 5.1312 | 5.25 | 5.31 | 5.31 | 9.7342 | 9.5726 | 4.5719 | 6.711 | 12.5243 | 15.5098 | 17.6744 | 18.2848 | 9.7524 | 12.6363 | 23.6291 | 23.7998 | 0.43636 | 0.36364 | 0 | 0 | 3630.7027 | 3643 | 3553 | 3588.5 | 3683 | 3684 | 0.46106 | 0.47755 | 0.29212 | 0.35936 | 0.58561 | 0.5886 | 9.3466 | 8.23 | 8.23 | 8.23 | 8.7779 | 12.9483 | 9.395 | 8.9197 | 8.23 | 8.23 | 10.2174 | 11.6184 | 15.5057 | 13.8389 | 6.9547 | 9.8286 | 20.8553 | 25.8761 | 0.3 | 0.22727 | 0 | 0.1 | 1110.1532 | 1103 | 1010 | 1054 | 1169.5 | 1206 | 0.64456 | 0.58917 | 0.37278 | 0.47709 | 0.81577 | 0.96649 | 9.6057 | 9.1515 | 8.7188 | 8.9706 | 9.5393 | 10.5437 |  |  |  | 0.40643 | 0.5 | 0 | 0.46068 | 0.5 | 0.5 | 85.59% | 0.47488 | 0.3443 | 0.34849 | 0 | 0 | 0.52941 | 0.78117 | 71.17% | 0.48376 | 0 | 0 | 0 | 0 | 0 | 0 | 0 | 0% | 0 | 0.3679 | 0.5 | 0 | 0 | 0.5 | 0.5 | 1.4316 | 63.06% | 0.58338 | 0.42559 | 0 | 0 | 0 | 0 | 1.2998 | 7.7735 | 15.32% | 2.7788 | 4236.8913 | 3756.033 | 3125.6498 | 3369.5481 | 435227% | 6340.3362 | 100% | 3344.0511 | 3641.3298 | 0 | 3254.0017 | 443055% | 5210.9521 | 78.38% | 7580.9424 | 10.2079 | 8.7524 | 14.0361 | 3699.548 | 3684 | 2052 | 3573.342 | 3663.83 | 3699.548 | 1014.552 | 1100.35 | 1205.224 | 3558.91 | 3647.85 | 3684 | 1014.908 | 1102.83 | 1203.5 | 3499.025 | 3641.83 | 3699.06 | 1012.008 | 1096.165 | 1189.004
2053 | 16.3133 | 16.3151 | 10.5911 | 13.1337 | 19.5919 | 22.2005 | 16.3133 | 15.7802 | 14.2101 | 14.8842 | 17.6658 | 19.2516 | 5.325 | 5.281 | 5.325 | 5.1462 | 5.265 | 5.325 | 5.325 | 9.7192 | 9.5576 | 4.5569 | 6.696 | 12.5093 | 15.4948 | 17.6015 | 18.1806 | 9.625 | 12.5407 | 23.627 | 23.7998 | 0.43636 | 0.35455 | 0 | 0 | 3629.982 | 3642 | 3552 | 3587.5 | 3683 | 3684 | 0.4595 | 0.475 | 0.28865 | 0.35551 | 0.58561 | 0.5886 | 9.3389 | 8.23 | 8.23 | 8.23 | 8.7615 | 12.9054 | 9.3852 | 8.8842 | 8.23 | 8.23 | 10.1953 | 11.6365 | 15.4673 | 13.7722 | 6.9625 | 9.6765 | 20.9388 | 25.7027 | 0.3 | 0.22727 | 0 | 0.090909 | 1109.7658 | 1102 | 1010 | 1051.5 | 1170 | 1205 | 0.64342 | 0.58917 | 0.3769 | 0.47334 | 0.81357 | 0.96649 | 9.5959 | 9.1487 | 8.7246 | 8.9989 | 9.5221 | 10.516 |  |  |  | 0.4076 | 0.5 | 0 | 0.47791 | 0.5 | 0.5 | 86.49% | 0.47128 | 0.34398 | 0.35132 | 0 | 0 | 0.50113 | 0.77538 | 72.07% | 0.47727 | 0 | 0 | 0 | 0 | 0 | 0 | 0 | 0% | 0 | 0.3686 | 0.5 | 0 | 0 | 0.5 | 0.5 | 1.4316 | 63.96% | 0.57626 | 0.41653 | 0 | 0 | 0 | 0 | 0.98803 | 7.8016 | 15.32% | 2.7197 | 4227.6205 | 3748.5284 | 3118.1453 | 3362.0435 | 434412% | 6319.3176 | 100% | 3305.6445 | 3641.3298 | 0 | 3232.476 | 442186% | 5101.8949 | 77.48% | 7533.265 | 10.2001 | 8.7524 | 14.1644 | 3699.796 | 3683.992 | 2053 | 3569.408 | 3664.27 | 3699.796 | 1013.446 | 1100.81 | 1204.796 | 3558.484 | 3648.32 | 3683.992 | 1014.182 | 1102.94 | 1203.346 | 3498.254 | 3641.325 | 3699.065 | 1012.387 | 1095.575 | 1190.069
2054 | 16.3133 | 16.3151 | 10.5911 | 13.1337 | 19.5919 | 22.2005 | 16.3133 | 15.7802 | 14.2101 | 14.8842 | 17.6658 | 19.2516 | 5.34 | 5.296 | 5.34 | 5.1612 | 5.28 | 5.34 | 5.34 | 9.7042 | 9.5426 | 4.5419 | 6.681 | 12.4943 | 15.4798 | 17.5279 | 18.0804 | 9.5024 | 12.4717 | 23.6244 | 23.7997 | 0.43636 | 0.35455 | 0 | 0 | 3629.1171 | 3641 | 3550 | 3586.5 | 3683 | 3684 | 0.45796 | 0.47246 | 0.28691 | 0.35359 | 0.58561 | 0.5886 | 9.3262 | 8.23 | 8.23 | 8.23 | 8.7454 | 12.8654 | 9.3753 | 8.8593 | 8.23 | 8.23 | 10.1765 | 11.6365 | 15.4228 | 13.5958 | 7.2069 | 9.6377 | 20.9306 | 25.7185 | 0.3 | 0.22727 | 0 | 0.090909 | 1109.2613 | 1100 | 1014 | 1051.5 | 1170 | 1205 | 0.64229 | 0.58664 | 0.3769 | 0.4671 | 0.81577 | 0.96238 | 9.5906 | 9.1487 | 8.7246 | 9.0149 | 9.5202 | 10.5284 |  |  |  | 0.40854 | 0.5 | 0 | 0.47979 | 0.5 | 0.5 | 86.49% | 0.47238 | 0.34315 | 0.35132 | 0 | 0 | 0.48514 | 0.77538 | 72.07% | 0.47612 | 0 | 0 | 0 | 0 | 0 | 0 | 0 | 0% | 0 | 0.36777 | 0.5 | 0 | 0 | 0.5 | 0.5 | 1.4316 | 63.96% | 0.57497 | 0.41043 | 0 | 0 | 0 | 0 | 1.1065 | 7.7691 | 15.32% | 2.6799 | 4215.4262 | 3741.0239 | 3110.6407 | 3354.5389 | 433618% | 6293.8577 | 100% | 3298.8396 | 3637.3371 | 0 | 3213.4427 | 440887% | 5106.7096 | 77.48% | 7514.2658 | 10.1875 | 8.7524 | 13.7883 | 3699.332 | 3683.992 | 2054 | 3569.508 | 3663.48 | 3699.332 | 1013.89 | 1099.67 | 1202.41 | 3557.016 | 3648.14 | 3683.992 | 1014.028 | 1100.66 | 1202.618 | 3497.777 | 3640.51 | 3698.791 | 1012.02 | 1093.705 | 1190.458
2055 | 16.3133 | 16.3151 | 10.5911 | 13.1337 | 19.5919 | 22.2005 | 16.3133 | 15.7802 | 14.2101 | 14.8842 | 17.6658 | 19.2516 | 5.355 | 5.311 | 5.355 | 5.1762 | 5.295 | 5.355 | 5.355 | 9.6892 | 9.5276 | 4.5269 | 6.666 | 12.4793 | 15.4648 | 17.4502 | 17.9783 | 9.4332 | 12.3758 | 23.6218 | 23.7998 | 0.43636 | 0.35455 | 0 | 0 | 3628.3153 | 3640 | 3549 | 3586 | 3683 | 3684 | 0.45615 | 0.46992 | 0.28344 | 0.35166 | 0.58561 | 0.5886 | 9.3175 | 8.23 | 8.23 | 8.23 | 8.729 | 12.8225 | 9.3653 | 8.8235 | 8.23 | 8.23 | 10.1559 | 11.6365 | 15.3806 | 13.5884 | 7.2069 | 9.6563 | 20.7617 | 25.7708 | 0.3 | 0.22727 | 0 | 0.090909 | 1108.8468 | 1100 | 1014 | 1051.5 | 1168.5 | 1205 | 0.64089 | 0.58156 | 0.38515 | 0.4671 | 0.81577 | 0.96238 | 9.5809 | 9.1487 | 8.7246 | 9.0197 | 9.5035 | 10.5208 |  |  |  | 0.41764 | 0.5 | 0 | 0.49655 | 0.5 | 0.5 | 87.39% | 0.47791 | 0.34331 | 0.35132 | 0 | 0 | 0.48034 | 0.77538 | 72.97% | 0.47046 | 0 | 0 | 0 | 0 | 0 | 0 | 0 | 0% | 0 | 0.37588 | 0.5 | 0 | 0 | 0.5 | 0.5 | 1.4316 | 65.77% | 0.57154 | 0.40881 | 0 | 0 | 0 | 0 | 1.1574 | 7.7642 | 15.32% | 2.6693 | 4204.8091 | 3733.5193 | 3106.8884 | 3347.0344 | 431506% | 6272.8883 | 100% | 3203.8373 | 3634.7217 | 0 | 1591.3317 | 437745% | 5117.0625 | 74.77% | 7408.6464 | 10.1788 | 8.7524 | 13.7732 | 3699.16 | 3683.99 | 2055 | 3566.128 | 3661.26 | 3699.16 | 1013.704 | 1098.08 | 1202.664 | 3556.038 | 3646.9 | 3683.99 | 1013.414 | 1100.42 | 1202.178 | 3497.282 | 3639.89 | 3699.224 | 1011.656 | 1092.425 | 1189.411
2056 | 16.3133 | 16.3151 | 10.5911 | 13.1337 | 19.5919 | 22.2005 | 16.3133 | 15.7802 | 14.2101 | 14.8842 | 17.6658 | 19.2516 | 5.37 | 5.326 | 5.37 | 5.1912 | 5.31 | 5.37 | 5.37 | 9.6742 | 9.5126 | 4.5119 | 6.651 | 12.4643 | 15.4498 | 17.3749 | 17.8717 | 9.3779 | 12.2779 | 23.6147 | 23.7998 | 0.43636 | 0.35455 | 0 | 0 | 3627.4955 | 3639 | 3548 | 3584.5 | 3682.5 | 3684 | 0.45448 | 0.46738 | 0.2817 | 0.3507 | 0.58561 | 0.5886 | 9.3016 | 8.23 | 8.23 | 8.23 | 8.6328 | 12.7823 | 9.3553 | 8.7878 | 8.23 | 8.23 | 10.1305 | 11.6365 | 15.327 | 13.4966 | 7.2777 | 9.5415 | 20.913 | 25.6806 | 0.29091 | 0.22727 | 0 | 0.090909 | 1108.2883 | 1099 | 1015 | 1050 | 1170 | 1204 | 0.63963 | 0.58156 | 0.38515 | 0.4671 | 0.80917 | 0.96238 | 9.578 | 9.1487 | 8.7294 | 9.0197 | 9.5014 | 10.4202 |  |  |  | 0.41841 | 0.5 | 0 | 0.4986 | 0.5 | 0.5 | 87.39% | 0.4788 | 0.34074 | 0.35132 | 0 | 0 | 0.48034 | 0.7706 | 72.97% | 0.46693 | 0 | 0 | 0 | 0 | 0 | 0 | 0 | 0% | 0 | 0.37331 | 0.5 | 0 | 0 | 0.5 | 0.5 | 1.4316 | 65.77% | 0.56763 | 0.40328 | 0 | 0 | 0 | 0 | 0.96588 | 7.7291 | 14.41% | 2.7978 | 4190.9355 | 3722.2624 | 3095.6316 | 3341.406 | 428034% | 6253.2162 | 100% | 3226.0813 | 3626.7157 | 0 | 3191.6549 | 436937% | 5074.1557 | 75.68% | 7417.0168 | 10.1629 | 8.7524 | 13.7581 | 3699.442 | 3683.97 | 2056 | 3564.494 | 3659.83 | 3699.442 | 1013.566 | 1100.04 | 1203.092 | 3552.852 | 3645.34 | 3683.97 | 1013.122 | 1100.73 | 1202.684 | 3497.117 | 3639.07 | 3699 | 1011.667 | 1094.585 | 1189.391
2057 | 16.3133 | 16.3151 | 10.5911 | 13.1337 | 19.5919 | 22.2005 | 16.3133 | 15.7802 | 14.2101 | 14.8842 | 17.6658 | 19.2516 | 5.385 | 5.341 | 5.385 | 5.2062 | 5.325 | 5.385 | 5.385 | 9.6592 | 9.4976 | 4.4969 | 6.636 | 12.4493 | 15.4348 | 17.2972 | 17.7677 | 9.3271 | 12.1764 | 23.6082 | 23.7997 | 0.43636 | 0.35455 | 0 | 0 | 3626.6486 | 3638 | 3547 | 3583.5 | 3682.5 | 3684 | 0.45283 | 0.46498 | 0.27996 | 0.34781 | 0.58411 | 0.5886 | 9.2908 | 8.23 | 8.23 | 8.23 | 8.6133 | 12.7393 | 9.3445 | 8.7537 | 8.23 | 8.23 | 10.1045 | 11.6365 | 15.2727 | 13.2453 | 7.2777 | 9.4726 | 20.8354 | 25.6733 | 0.28182 | 0.22727 | 0 | 0.090909 | 1107.7207 | 1096 | 1015 | 1049 | 1169.5 | 1204 | 0.63807 | 0.57908 | 0.38721 | 0.46335 | 0.81577 | 0.95826 | 9.5694 | 9.1487 | 8.7294 | 9.0276 | 9.4999 | 10.3545 |  |  |  | 0.41993 | 0.5 | 0 | 0.5 | 0.5 | 0.5 | 87.39% | 0.48054 | 0.34168 | 0.35132 | 0 | 0.00011175 | 0.47245 | 0.7706 | 74.77% | 0.45694 | 0 | 0 | 0 | 0 | 0 | 0 | 0 | 0% | 0 | 0.37567 | 0.5 | 0 | 0 | 0.5 | 0.5 | 1.4316 | 66.67% | 0.56351 | 0.39709 | 0 | 0 | 0 | 0 | 0.95818 | 7.6544 | 14.41% | 2.7548 | 4179.3515 | 3718.5102 | 3073.1179 | 3332.0253 | 426866% | 6244.979 | 100% | 3216.1732 | 3637.3371 | 0 | 3166.677 | 436286% | 5070.2519 | 75.68% | 7395.5247 | 10.1521 | 8.7137 | 13.743 | 3698.63 | 3683.97 | 2057 | 3563.914 | 3659.3 | 3698.63 | 1013.346 | 1097.4 | 1201.448 | 3551.318 | 3644.75 | 3683.97 | 1013.046 | 1098.36 | 1201.546 | 3496.484 | 3638.305 | 3698.927 | 1011.746 | 1093.31 | 1188.197
2058 | 16.3133 | 16.3151 | 10.5911 | 13.1337 | 19.5919 | 22.2005 | 16.3133 | 15.7802 | 14.2101 | 14.8842 | 17.6658 | 19.2516 | 5.4 | 5.356 | 5.4 | 5.2212 | 5.34 | 5.4 | 5.4 | 9.6442 | 9.4826 | 4.4819 | 6.621 | 12.4343 | 15.4198 | 17.2155 | 17.6648 | 9.2742 | 12.0071 | 23.5831 | 23.7997 | 0.42727 | 0.34545 | 0 | 0 | 3625.7658 | 3638 | 3547 | 3581.5 | 3682.5 | 3684 | 0.45115 | 0.46258 | 0.27823 | 0.34589 | 0.58411 | 0.5886 | 9.2819 | 8.23 | 8.23 | 8.23 | 8.5929 | 12.6964 | 9.332 | 8.7477 | 8.23 | 8.23 | 10.084 | 11.5246 | 15.2225 | 13.316 | 7.2777 | 9.4735 | 20.7569 | 25.6659 | 0.28182 | 0.22727 | 0 | 0.081818 | 1107.1892 | 1097 | 1015 | 1049.5 | 1168.5 | 1204 | 0.63643 | 0.57163 | 0.38721 | 0.46085 | 0.81357 | 0.95826 | 9.5579 | 9.1261 | 8.7294 | 9.0276 | 9.4862 | 10.272 |  |  |  | 0.4209 | 0.5 | 0 | 0.5 | 0.5 | 0.5 | 88.29% | 0.47673 | 0.34454 | 0.37386 | 0 | 0.013818 | 0.47245 | 0.7706 | 75.68% | 0.45529 | 0 | 0 | 0 | 0 | 0 | 0 | 0 | 0% | 0 | 0.37906 | 0.5 | 0 | 0 | 0.5 | 0.5 | 1.4316 | 67.57% | 0.56101 | 0.38902 | 0 | 0 | 0 | 0 | 0.95009 | 7.5716 | 14.41% | 2.6988 | 4168.4948 | 3714.7579 | 3054.3565 | 3322.6446 | 425855% | 6219.5246 | 100% | 3148.5316 | 3642.7277 | 0 | 0 | 435861% | 5066.353 | 73.87% | 7317.0264 | 10.1431 | 8.7137 | 13.7062 | 3699.036 | 3683.96 | 2058 | 3562.22 | 3656.3 | 3699.036 | 1012.914 | 1097.97 | 1201.504 | 3549.4 | 3640.99 | 3683.96 | 1013.22 | 1098.3 | 1201.058 | 3496.029 | 3637.565 | 3698.84 | 1011.167 | 1092.41 | 1188.152
2059 | 16.3133 | 16.3151 | 10.5911 | 13.1337 | 19.5919 | 22.2005 | 16.3133 | 15.7802 | 14.2101 | 14.8842 | 17.6658 | 19.2516 | 5.415 | 5.371 | 5.415 | 5.2362 | 5.355 | 5.415 | 5.415 | 9.6292 | 9.4676 | 4.4669 | 6.606 | 12.4193 | 15.4048 | 17.1304 | 17.5496 | 9.2207 | 11.8419 | 23.4725 | 23.7997 | 0.42727 | 0.34545 | 0 | 0 | 3624.8378 | 3637 | 3546 | 3579.5 | 3681.5 | 3684 | 0.44938 | 0.46258 | 0.27823 | 0.34204 | 0.58411 | 0.5886 | 9.2722 | 8.23 | 8.23 | 8.23 | 8.5738 | 12.6555 | 9.3201 | 8.7437 | 8.23 | 8.23 | 10.0578 | 11.5096 | 15.1802 | 13.2169 | 7.2777 | 9.3266 | 20.6752 | 25.6586 | 0.28182 | 0.22727 | 0 | 0.081818 | 1106.6577 | 1096 | 1015 | 1047 | 1167.5 | 1204 | 0.635 | 0.57411 | 0.38721 | 0.4621 | 0.80917 | 0.95826 | 9.5417 | 9.1158 | 8.7294 | 9.0198 | 9.4685 | 10.2643 |  |  |  | 0.42381 | 0.5 | 0 | 0.5 | 0.5 | 0.5 | 88.29% | 0.48003 | 0.35136 | 0.38416 | 0 | 0.031548 | 0.48024 | 0.7706 | 77.48% | 0.4535 | 0 | 0 | 0 | 0 | 0 | 0 | 0 | 0% | 0 | 0.38787 | 0.5 | 0 | 0 | 0.5 | 0.5 | 1.4316 | 69.37% | 0.55913 | 0.38158 | 0 | 0 | 0 | 0 | 0.94187 | 7.403 | 14.41% | 2.6472 | 4156.9754 | 3711.0056 | 3035.5951 | 3309.5116 | 424911% | 6185.4042 | 100% | 3136.9879 | 3626.7157 | 0 | 0 | 435010% | 5062.4491 | 73.87% | 7293.9633 | 10.1335 | 8.7137 | 13.6911 | 3699.548 | 3683.96 | 2059 | 3561.436 | 3656.57 | 3699.548 | 1012.534 | 1102.16 | 1201.832 | 3547.662 | 3641.76 | 3683.96 | 1012.644 | 1103.16 | 1201.754 | 3494.05 | 3637.01 | 3699.181 | 1011.546 | 1093.165 | 1187.353
2060 | 16.3133 | 16.3151 | 10.5911 | 13.1337 | 19.5919 | 22.2005 | 16.3133 | 15.7802 | 14.2101 | 14.8842 | 17.6658 | 19.2516 | 5.43 | 5.386 | 5.43 | 5.2512 | 5.37 | 5.43 | 5.43 | 9.6142 | 9.4526 | 4.4519 | 6.591 | 12.4043 | 15.3898 | 17.0436 | 17.3619 | 9.1442 | 11.7134 | 23.441 | 23.7997 | 0.42727 | 0.32727 | 0 | 0 | 3623.8559 | 3635 | 3545 | 3578 | 3681.5 | 3684 | 0.44751 | 0.46018 | 0.27649 | 0.3382 | 0.58111 | 0.5886 | 9.261 | 8.23 | 8.23 | 8.23 | 8.5547 | 12.5442 | 9.3091 | 8.7397 | 8.23 | 8.23 | 10.0323 | 11.4866 | 15.1309 | 13.213 | 7.2777 | 9.161 | 20.6306 | 25.6512 | 0.28182 | 0.22727 | 0 | 0.081818 | 1106.045 | 1096 | 1015 | 1044.5 | 1167 | 1204 | 0.63369 | 0.57163 | 0.38721 | 0.45585 | 0.80477 | 0.95826 | 9.5389 | 9.1158 | 8.7432 | 9.0198 | 9.4685 | 10.2566 |  |  |  | 0.42439 | 0.5 | 0 | 0.5 | 0.5 | 0.5 | 88.29% | 0.48069 | 0.34994 | 0.38416 | 0 | 0.031548 | 0.48024 | 0.75677 | 77.48% | 0.45167 | 0 | 0 | 0 | 0 | 0 | 0 | 0 | 0% | 0 | 0.38641 | 0.5 | 0 | 0 | 0.5 | 0.5 | 1.4316 | 69.37% | 0.55703 | 0.37733 | 0 | 0 | 0 | 0 | 0.89534 | 7.4181 | 14.41% | 2.6178 | 4144.2685 | 3703.501 | 3013.0814 | 3298.2547 | 423963% | 6163.9534 | 100% | 3103.6669 | 3650.7337 | 0 | 0 | 434640% | 5058.5453 | 72.97% | 7247.9354 | 10.1223 | 8.7137 | 13.676 | 3699.268 | 3683.962 | 2060 | 3558.632 | 3656.99 | 3699.268 | 1012.44 | 1099.41 | 1202.392 | 3545.354 | 3640.4 | 3683.962 | 1013.118 | 1100.55 | 1204.296 | 3493.861 | 3636.705 | 3699.168 | 1011.474 | 1093.89 | 1188.703
2061 | 16.3133 | 16.3151 | 10.5911 | 13.1337 | 19.5919 | 22.2005 | 16.3133 | 15.7802 | 14.2101 | 14.8842 | 17.6658 | 19.2516 | 5.43 | 5.386 | 5.43 | 5.2512 | 5.37 | 5.43 | 5.43 | 9.6142 | 9.4526 | 4.4519 | 6.591 | 12.4043 | 15.3898 | 16.9656 | 17.1844 | 9.0014 | 11.6019 | 23.4276 | 23.7996 | 0.42727 | 0.32727 | 0 | 0 | 3622.982 | 3633 | 3543 | 3577 | 3681.5 | 3684 | 0.44556 | 0.45538 | 0.27475 | 0.33532 | 0.58111 | 0.5886 | 9.2535 | 8.23 | 8.23 | 8.23 | 8.548 | 12.5441 | 9.299 | 8.7357 | 8.23 | 8.23 | 10.0103 | 11.4719 | 15.0852 | 13.3072 | 7.2777 | 9.1645 | 20.7448 | 25.6512 | 0.28182 | 0.22727 | 0 | 0.081818 | 1105.4775 | 1097 | 1015 | 1044.5 | 1168 | 1204 | 0.63206 | 0.57163 | 0.38721 | 0.4496 | 0.80257 | 0.95826 | 9.5294 | 9.1158 | 8.7294 | 9.0198 | 9.4549 | 10.2564 |  |  |  | 0.42803 | 0.5 | 0 | 0.5 | 0.5 | 0.5 | 89.19% | 0.47991 | 0.35259 | 0.38416 | 0 | 0.045068 | 0.48024 | 0.7706 | 78.38% | 0.44986 | 0 | 0 | 0 | 0 | 0 | 0 | 0 | 0% | 0 | 0.38931 | 0.5 | 0 | 0 | 0.5 | 0.5 | 1.4316 | 70.27% | 0.55402 | 0.37071 | 0 | 0 | 0 | 0 | 0.70364 | 7.3759 | 13.51% | 2.7433 | 4133.6371 | 3695.9965 | 2994.32 | 3292.6263 | 423632% | 6149.8272 | 100% | 3125.5316 | 3642.7277 | 0 | 0 | 434662% | 5058.4559 | 73.87% | 7259.1687 | 10.1148 | 8.7137 | 13.676
2062 | 16.3133 | 16.3151 | 10.5911 | 13.1337 | 19.5919 | 22.2005 | 16.3133 | 15.7802 | 14.2101 | 14.8842 | 17.6658 | 19.2516 | 5.43 | 5.386 | 5.43 | 5.2512 | 5.37 | 5.43 | 5.43 | 9.6142 | 9.4526 | 4.4519 | 6.591 | 12.4043 | 15.3898 | 16.8954 | 17.0938 | 8.8642 | 11.5056 | 23.415 | 23.7996 | 0.42727 | 0.31818 | 0 | 0 | 3622.1892 | 3633 | 3541 | 3575.5 | 3681.5 | 3684 | 0.44384 | 0.45057 | 0.27128 | 0.3334 | 0.58111 | 0.5886 | 9.2466 | 8.23 | 8.23 | 8.23 | 8.5391 | 12.544 | 9.289 | 8.7317 | 8.23 | 8.23 | 9.9976 | 11.4574 | 15.0356 | 13.1878 | 7.2777 | 9.0149 | 20.6781 | 25.6512 | 0.28182 | 0.22727 | 0 | 0.081818 | 1104.8739 | 1096 | 1015 | 1042.5 | 1167.5 | 1204 | 0.63057 | 0.57411 | 0.38721 | 0.4496 | 0.80697 | 0.95826 | 9.5278 | 9.1158 | 8.7294 | 9.0198 | 9.4549 | 10.2562 |  |  |  | 0.42764 | 0.5 | 0 | 0.5 | 0.5 | 0.5 | 89.19% | 0.47948 | 0.35337 | 0.38416 | 0 | 0.045068 | 0.48024 | 0.7706 | 78.38% | 0.45085 | 0 | 0 | 0 | 0 | 0 | 0 | 0 | 0% | 0 | 0.39008 | 0.5 | 0 | 0 | 0.5 | 0.5 | 1.4316 | 70.27% | 0.55512 | 0.36992 | 0 | 0 | 0 | 0 | 0.74611 | 7.3746 | 13.51% | 2.7374 | 4123.9751 | 3688.4919 | 2971.8063 | 3292.6263 | 421507% | 6144.473 | 100% | 3063.8428 | 3626.7157 | 0 | 0 | 433706% | 5058.356 | 72.07% | 7187.8179 | 10.1079 | 8.7137 | 13.6759
2063 | 16.3133 | 16.3151 | 10.5911 | 13.1337 | 19.5919 | 22.2005 | 16.3133 | 15.7802 | 14.2101 | 14.8842 | 17.6658 | 19.2516 | 5.43 | 5.386 | 5.43 | 5.2512 | 5.37 | 5.43 | 5.43 | 9.6142 | 9.4526 | 4.4519 | 6.591 | 12.4043 | 15.3898 | 16.8324 | 17.0339 | 8.7455 | 11.4138 | 23.4038 | 23.7996 | 0.41818 | 0.31818 | 0 | 0 | 3621.4595 | 3632 | 3539 | 3574.5 | 3681.5 | 3684 | 0.44228 | 0.45057 | 0.26781 | 0.33053 | 0.58111 | 0.5886 | 9.2403 | 8.23 | 8.23 | 8.23 | 8.5307 | 12.5439 | 9.2792 | 8.7277 | 8.23 | 8.23 | 9.9864 | 11.4448 | 14.9827 | 13.0712 | 7.2777 | 8.9068 | 20.6213 | 25.6512 | 0.28182 | 0.21818 | 0 | 0.081818 | 1104.1892 | 1094 | 1015 | 1041 | 1167 | 1204 | 0.62901 | 0.57163 | 0.38721 | 0.4446 | 0.80477 | 0.95826 | 9.5267 | 9.1158 | 8.7294 | 9.0198 | 9.4549 | 10.2561 |  |  |  | 0.42808 | 0.5 | 0 | 0.5 | 0.5 | 0.5 | 89.19% | 0.47996 | 0.35316 | 0.38416 | 0 | 0.045068 | 0.48024 | 0.7706 | 78.38% | 0.45059 | 0 | 0 | 0 | 0 | 0 | 0 | 0 | 0% | 0 | 0.38988 | 0.5 | 0 | 0 | 0.5 | 0.5 | 1.4316 | 70.27% | 0.55482 | 0.3686 | 0 | 0 | 0 | 0 | 0.6982 | 7.3744 | 13.51% | 2.7276 | 4115.1972 | 3677.2351 | 2960.5495 | 3286.9979 | 419082% | 6144.473 | 100% | 3059.7655 | 3646.4707 | 0 | 0 | 433188% | 5058.2884 | 72.07% | 7174.9627 | 10.1016 | 8.7137 | 13.6759
2064 | 16.3133 | 16.3151 | 10.5911 | 13.1337 | 19.5919 | 22.2005 | 16.3133 | 15.7802 | 14.2101 | 14.8842 | 17.6658 | 19.2516 | 5.43 | 5.386 | 5.43 | 5.2512 | 5.37 | 5.43 | 5.43 | 9.6142 | 9.4526 | 4.4519 | 6.591 | 12.4043 | 15.3898 | 16.7761 | 16.984 | 8.5829 | 11.3248 | 23.393 | 23.7996 | 0.41818 | 0.31818 | 0 | 0 | 3620.7928 | 3632 | 3536 | 3573 | 3681.5 | 3684 | 0.44086 | 0.44817 | 0.26454 | 0.32861 | 0.58111 | 0.5886 | 9.2345 | 8.23 | 8.23 | 8.23 | 8.5228 | 12.5289 | 9.27 | 8.7238 | 8.23 | 8.23 | 9.9741 | 11.4213 | 14.9294 | 13.1793 | 7.2777 | 8.7372 | 20.6096 | 25.64 | 0.28182 | 0.21818 | 0 | 0.081818 | 1103.4955 | 1096 | 1015 | 1038.5 | 1167 | 1204 | 0.62729 | 0.56666 | 0.38721 | 0.44085 | 0.80257 | 0.95826 | 9.5229 | 9.1158 | 8.7294 | 9.0198 | 9.4549 | 10.256 |  |  |  | 0.42946 | 0.5 | 0 | 0.5 | 0.5 | 0.5 | 89.19% | 0.48151 | 0.3543 | 0.38416 | 0 | 0.045068 | 0.48024 | 0.7706 | 78.38% | 0.45203 | 0 | 0 | 0 | 0 | 0 | 0 | 0 | 0% | 0 | 0.39101 | 0.5 | 0 | 0 | 0.5 | 0.5 | 1.4316 | 70.27% | 0.55644 | 0.36589 | 0 | 0 | 0 | 0 | 0.66875 | 7.3744 | 13.51% | 2.7076 | 4083.5087 | 3677.2351 | 2949.2926 | 3279.4933 | 416736% | 6144.473 | 99.1% | 3054.7302 | 3630.082 | 0 | 0 | 432763% | 5058.2398 | 72.07% | 7138.2389 | 10.0958 | 8.7137 | 13.6757
2065 | 16.3133 | 16.3151 | 10.5911 | 13.1337 | 19.5919 | 22.2005 | 16.3133 | 15.7802 | 14.2101 | 14.8842 | 17.6658 | 19.2516 | 5.43 | 5.386 | 5.43 | 5.2512 | 5.37 | 5.43 | 5.43 | 9.6142 | 9.4526 | 4.4519 | 6.591 | 12.4043 | 15.3898 | 16.7258 | 16.9469 | 8.3861 | 11.2043 | 23.3839 | 23.7996 | 0.40909 | 0.31818 | 0 | 0 | 3620.2072 | 3631 | 3533 | 3572 | 3681 | 3684 | 0.43955 | 0.44817 | 0.25995 | 0.32573 | 0.58111 | 0.5886 | 9.2293 | 8.23 | 8.23 | 8.23 | 8.5151 | 12.5181 | 9.2612 | 8.714 | 8.23 | 8.23 | 9.9634 | 11.401 | 14.8791 | 13.1301 | 7.2377 | 8.6202 | 20.6075 | 25.6395 | 0.28182 | 0.21818 | 0 | 0.081818 | 1102.8739 | 1095 | 1015 | 1036.5 | 1167 | 1204 | 0.62548 | 0.57163 | 0.38721 | 0.43529 | 0.80257 | 0.95826 | 9.5164 | 9.1135 | 8.7294 | 9.0121 | 9.4549 | 10.2559 |  |  |  | 0.43028 | 0.5 | 0 | 0.5 | 0.5 | 0.5 | 89.19% | 0.48243 | 0.35767 | 0.38654 | 0 | 0.045068 | 0.48787 | 0.7706 | 78.38% | 0.45633 | 0 | 0 | 0 | 0 | 0 | 0 | 0 | 0% | 0 | 0.39438 | 0.5 | 0 | 0 | 0.5 | 0.5 | 1.4316 | 70.27% | 0.56123 | 0.36282 | 0 | 0 | 0 | 0 | 0.66875 | 7.3744 | 13.51% | 2.6849 | 4076.3 | 3673.4828 | 2945.5403 | 3264.4842 | 414655% | 6144.473 | 99.1% | 2964.5992 | 3626.7157 | 0 | 0 | 432338% | 5058.2105 | 69.37% | 7040.8992 | 10.0906 | 8.7137 | 13.6756
2066 | 16.3133 | 16.3151 | 10.5911 | 13.1337 | 19.5919 | 22.2005 | 16.3133 | 15.7802 | 14.2101 | 14.8842 | 17.6658 | 19.2516 | 5.43 | 5.386 | 5.43 | 5.2512 | 5.37 | 5.43 | 5.43 | 9.6142 | 9.4526 | 4.4519 | 6.591 | 12.4043 | 15.3898 | 16.681 | 16.923 | 8.2817 | 11.0891 | 23.3755 | 23.7996 | 0.40909 | 0.31818 | 0 | 0 | 3619.7027 | 3631 | 3532 | 3570.5 | 3681 | 3684 | 0.43843 | 0.44577 | 0.25536 | 0.32382 | 0.57961 | 0.5886 | 9.2245 | 8.23 | 8.23 | 8.23 | 8.5083 | 12.5064 | 9.2535 | 8.6938 | 8.23 | 8.23 | 9.9507 | 11.3855 | 14.8333 | 13.0809 | 7.1333 | 8.505 | 20.7254 | 25.6379 | 0.28182 | 0.21818 | 0 | 0.081818 | 1102.3063 | 1094 | 1013 | 1035 | 1168 | 1204 | 0.62395 | 0.56914 | 0.38721 | 0.4312 | 0.80257 | 0.95826 | 9.5085 | 9.1071 | 8.7294 | 9.0121 | 9.4273 | 10.2559 |  |  |  | 0.43156 | 0.5 | 0 | 0.5 | 0.5 | 0.5 | 89.19% | 0.48387 | 0.36268 | 0.39294 | 0 | 0.072687 | 0.48787 | 0.7706 | 79.28% | 0.45748 | 0 | 0 | 0 | 0 | 0 | 0 | 0 | 0% | 0 | 0.39965 | 0.5 | 0 | 0 | 0.5 | 0.5 | 1.4316 | 71.17% | 0.56153 | 0.36015 | 0 | 0 | 0 | 0 | 0.66875 | 7.3744 | 13.51% | 2.6651 | 4069.9288 | 3673.4828 | 2938.0358 | 3249.4751 | 413871% | 6144.473 | 99.1% | 3016.5468 | 3618.7097 | 0 | 0 | 432338% | 5058.2009 | 71.17% | 7086.4756 | 10.0858 | 8.7137 | 13.6755
2067 | 16.3133 | 16.3151 | 10.5911 | 13.1337 | 19.5919 | 22.2005 | 16.3133 | 15.7802 | 14.2101 | 14.8842 | 17.6658 | 19.2516 | 5.43 | 5.386 | 5.43 | 5.2512 | 5.37 | 5.43 | 5.43 | 9.6142 | 9.4526 | 4.4519 | 6.591 | 12.4043 | 15.3898 | 16.6411 | 16.9092 | 8.2472 | 10.9916 | 23.3682 | 23.7996 | 0.40909 | 0.31818 | 0 | 0 | 3619.1982 | 3631 | 3531 | 3569 | 3680.5 | 3684 | 0.43746 | 0.44577 | 0.25383 | 0.32094 | 0.57961 | 0.5886 | 9.2201 | 8.23 | 8.23 | 8.23 | 8.5019 | 12.4929 | 9.2464 | 8.6766 | 8.23 | 8.23 | 9.9368 | 11.3715 | 14.7881 | 12.9618 | 6.9616 | 8.4133 | 20.6992 | 25.6369 | 0.28182 | 0.21818 | 0 | 0.081818 | 1101.6937 | 1093 | 1010 | 1033.5 | 1168 | 1204 | 0.6226 | 0.56666 | 0.38309 | 0.42814 | 0.80697 | 0.95826 | 9.505 | 9.1071 | 8.7294 | 9.0121 | 9.4273 | 10.2559 |  |  |  | 0.43163 | 0.5 | 0 | 0.5 | 0.5 | 0.5 | 89.19% | 0.48395 | 0.36361 | 0.39294 | 0 | 0.072687 | 0.48787 | 0.7706 | 79.28% | 0.45864 | 0 | 0 | 0 | 0 | 0 | 0 | 0 | 0% | 0 | 0.40056 | 0.5 | 0 | 0 | 0.5 | 0.5 | 1.4316 | 71.17% | 0.56282 | 0.35759 | 0 | 0 | 0 | 0 | 0.66875 | 7.3744 | 13.51% | 2.6462 | 4064.0099 | 3669.7305 | 2934.2835 | 3232.5898 | 413555% | 6144.473 | 99.1% | 2984.1417 | 3610.7037 | 0 | 0 | 433614% | 5058.2009 | 70.27% | 7048.1516 | 10.0814 | 8.7137 | 13.6754
2068 | 16.3133 | 16.3151 | 10.5911 | 13.1337 | 19.5919 | 22.2005 | 16.3133 | 15.7802 | 14.2101 | 14.8842 | 17.6658 | 19.2516 | 5.43 | 5.386 | 5.43 | 5.2512 | 5.37 | 5.43 | 5.43 | 9.6142 | 9.4526 | 4.4519 | 6.591 | 12.4043 | 15.3898 | 16.6055 | 16.8956 | 8.2242 | 10.9045 | 23.3619 | 23.7996 | 0.40909 | 0.30909 | 0 | 0 | 3618.8108 | 3631 | 3531 | 3568.5 | 3680.5 | 3684 | 0.43649 | 0.44577 | 0.2523 | 0.31806 | 0.57811 | 0.5886 | 9.2163 | 8.23 | 8.23 | 8.23 | 8.4975 | 12.4804 | 9.2398 | 8.6725 | 8.23 | 8.23 | 9.9271 | 11.3522 | 14.746 | 12.833 | 6.8815 | 8.4888 | 20.6522 | 25.6357 | 0.28182 | 0.21818 | 0 | 0.081818 | 1101.1622 | 1092 | 1009 | 1034.5 | 1167.5 | 1204 | 0.62113 | 0.56418 | 0.3769 | 0.42508 | 0.80697 | 0.95826 | 9.4994 | 9.0991 | 8.7246 | 8.9989 | 9.4116 | 10.2559 |  |  |  | 0.43198 | 0.5 | 0 | 0.5 | 0.5 | 0.5 | 89.19% | 0.48434 | 0.36748 | 0.40085 | 0 | 0.088445 | 0.50113 | 0.77538 | 80.18% | 0.45831 | 0 | 0 | 0 | 0 | 0 | 0 | 0 | 0% | 0 | 0.40366 | 0.5 | 0 | 0 | 0.5 | 0.51095 | 1.4316 | 71.17% | 0.56716 | 0.35505 | 0 | 0 | 0 | 0 | 0.66875 | 7.3744 | 13.51% | 2.6274 | 4058.8165 | 3669.7305 | 2930.5312 | 3221.333 | 413143% | 6144.473 | 99.1% | 2980.3998 | 3596.5815 | 0 | 0 | 433614% | 5058.2009 | 70.27% | 7039.2163 | 10.0776 | 8.7137 | 13.6753
2069 | 16.3133 | 16.3151 | 10.5911 | 13.1337 | 19.5919 | 22.2005 | 16.3133 | 15.7802 | 14.2101 | 14.8842 | 17.6658 | 19.2516 | 5.43 | 5.386 | 5.43 | 5.2512 | 5.37 | 5.43 | 5.43 | 9.6142 | 9.4526 | 4.4519 | 6.591 | 12.4043 | 15.3898 | 16.5739 | 16.7578 | 8.1911 | 10.8292 | 23.3563 | 23.7996 | 0.40909 | 0.30909 | 0 | 0 | 3618.4414 | 3630 | 3530 | 3567.5 | 3680.5 | 3684 | 0.43576 | 0.44577 | 0.2523 | 0.31711 | 0.57811 | 0.5886 | 9.2128 | 8.23 | 8.23 | 8.23 | 8.4909 | 12.469 | 9.2339 | 8.6682 | 8.23 | 8.23 | 9.9248 | 11.3287 | 14.7109 | 12.7241 | 6.8778 | 8.4627 | 20.5143 | 25.6356 | 0.28182 | 0.20909 | 0 | 0.081818 | 1100.7027 | 1090 | 1009 | 1034.5 | 1166.5 | 1204 | 0.61983 | 0.56169 | 0.37484 | 0.42712 | 0.80477 | 0.95826 | 9.4901 | 9.0978 | 8.7246 | 8.9419 | 9.4004 | 10.2559 |  |  |  | 0.43198 | 0.5 | 0 | 0.5 | 0.5 | 0.5 | 89.19% | 0.48434 | 0.37434 | 0.4022 | 0 | 0.099555 | 0.55808 | 0.77538 | 80.18% | 0.46687 | 0 | 0 | 0 | 0 | 0 | 0 | 0 | 0% | 0 | 0.40934 | 0.5 | 0 | 0 | 0.5 | 0.53987 | 1.4316 | 71.17% | 0.57515 | 0.35145 | 0 | 0 | 0 | 0 | 0.66875 | 7.3743 | 13.51% | 2.6007 | 4054.3054 | 3669.7305 | 2923.0267 | 3217.5807 | 412619% | 6144.473 | 99.1% | 2920.8306 | 3609.3979 | 0 | 0 | 433188% | 5058.2009 | 68.47% | 6975.1359 | 10.0741 | 8.7137 | 13.6753
2070 | 16.3133 | 16.3151 | 10.5911 | 13.1337 | 19.5919 | 22.2005 | 16.3133 | 15.7802 | 14.2101 | 14.8842 | 17.6658 | 19.2516 | 5.43 | 5.386 | 5.43 | 5.2512 | 5.37 | 5.43 | 5.43 | 9.6142 | 9.4526 | 4.4519 | 6.591 | 12.4043 | 15.3898 | 16.546 | 16.6237 | 8.1911 | 10.7651 | 23.3519 | 23.7996 | 0.40909 | 0.30909 | 0 | 0 | 3618.1081 | 3628 | 3530 | 3566.5 | 3680.5 | 3684 | 0.43505 | 0.44337 | 0.25077 | 0.31519 | 0.57811 | 0.5886 | 9.2094 | 8.23 | 8.23 | 8.23 | 8.4858 | 12.458 | 9.2287 | 8.6653 | 8.23 | 8.23 | 9.9241 | 11.3061 | 14.6793 | 12.947 | 6.873 | 8.4456 | 20.3839 | 25.6343 | 0.28182 | 0.20909 | 0 | 0.081818 | 1100.3333 | 1093 | 1009 | 1034 | 1165.5 | 1204 | 0.61859 | 0.55673 | 0.37484 | 0.42712 | 0.80037 | 0.95826 | 9.4844 | 9.0978 | 8.7188 | 8.9433 | 9.4004 | 10.2559 |  |  |  | 0.43198 | 0.5 | 0 | 0.5 | 0.5 | 0.5 | 89.19% | 0.48434 | 0.37774 | 0.4022 | 0 | 0.099555 | 0.55669 | 0.78117 | 80.18% | 0.47111 | 0 | 0 | 0 | 0 | 0 | 0 | 0 | 0% | 0 | 0.41204 | 0.5 | 0 | 0 | 0.5 | 0.53987 | 1.4316 | 71.17% | 0.57895 | 0.34845 | 0 | 0 | 0 | 0 | 0.66875 | 7.3743 | 12.61% | 2.7627 | 4049.9865 | 3669.7305 | 2915.5221 | 3217.5807 | 409110% | 6144.473 | 99.1% | 2888.1481 | 3592.3897 | 0 | 0 | 433188% | 5058.2009 | 67.57% | 6938.1345 | 10.0707 | 8.7137 | 13.6752
2071 | 16.3133 | 16.3151 | 10.5911 | 13.1337 | 19.5919 | 22.2005 | 16.3133 | 15.7802 | 14.2101 | 14.8842 | 17.6658 | 19.2516 | 5.43 | 5.386 | 5.43 | 5.2512 | 5.37 | 5.43 | 5.43 | 9.6142 | 9.4526 | 4.4519 | 6.591 | 12.4043 | 15.3898 | 16.522 | 16.5062 | 8.191 | 10.7489 | 23.3478 | 23.7996 | 0.40909 | 0.30909 | 0 | 0 | 3617.8198 | 3627 | 3530 | 3566 | 3680.5 | 3684 | 0.43439 | 0.43857 | 0.25077 | 0.31327 | 0.57811 | 0.5886 | 9.2059 | 8.23 | 8.23 | 8.23 | 8.4814 | 12.4484 | 9.224 | 8.6633 | 8.23 | 8.23 | 9.9241 | 11.285 | 14.6504 | 12.8472 | 6.8705 | 8.3757 | 20.3855 | 25.633 | 0.28182 | 0.20909 | 0 | 0.081818 | 1099.955 | 1092 | 1008 | 1033 | 1165.5 | 1204 | 0.61766 | 0.56418 | 0.37484 | 0.4261 | 0.79597 | 0.95826 | 9.479 | 9.0978 | 8.703 | 8.9356 | 9.4004 | 10.2559 |  |  |  | 0.43198 | 0.5 | 0 | 0.5 | 0.5 | 0.5 | 89.19% | 0.48434 | 0.38078 | 0.4022 | 0 | 0.099555 | 0.56441 | 0.79703 | 80.18% | 0.47491 | 0 | 0 | 0 | 0 | 0 | 0 | 0 | 0% | 0 | 0.41508 | 0.5 | 0 | 0 | 0.5 | 0.53987 | 1.4316 | 71.17% | 0.58322 | 0.34608 | 0 | 0 | 0 | 0 | 0.66875 | 7.3743 | 12.61% | 2.7439 | 4045.9663 | 3669.7305 | 2908.0175 | 3217.5807 | 407498% | 6144.473 | 99.1% | 2885.4882 | 3592.3897 | 0 | 0 | 432821% | 5058.2009 | 67.57% | 6931.4545 | 10.0672 | 8.7137 | 13.6751
2072 | 16.3133 | 16.3151 | 10.5911 | 13.1337 | 19.5919 | 22.2005 | 16.3133 | 15.7802 | 14.2101 | 14.8842 | 17.6658 | 19.2516 | 5.43 | 5.386 | 5.43 | 5.2512 | 5.37 | 5.43 | 5.43 | 9.6142 | 9.4526 | 4.4519 | 6.591 | 12.4043 | 15.3898 | 16.5014 | 16.4009 | 8.1909 | 10.7438 | 23.3443 | 23.7996 | 0.4 | 0.30909 | 0 | 0 | 3617.5766 | 3626 | 3530 | 3566 | 3680.5 | 3684 | 0.43384 | 0.43617 | 0.25077 | 0.31231 | 0.57811 | 0.5886 | 9.2027 | 8.23 | 8.23 | 8.23 | 8.4773 | 12.4399 | 9.2196 | 8.6616 | 8.23 | 8.23 | 9.9241 | 11.2647 | 14.6227 | 12.765 | 6.8714 | 8.3415 | 20.3713 | 25.6315 | 0.28182 | 0.20909 | 0 | 0.081818 | 1099.6216 | 1091 | 1008 | 1032.5 | 1165.5 | 1204 | 0.61668 | 0.56169 | 0.37278 | 0.42406 | 0.79597 | 0.95826 | 9.4757 | 9.0978 | 8.7038 | 8.9304 | 9.4004 | 10.2559 |  |  |  | 0.43198 | 0.5 | 0 | 0.5 | 0.5 | 0.5 | 89.19% | 0.48434 | 0.38116 | 0.4022 | 0 | 0.099555 | 0.56964 | 0.79616 | 80.18% | 0.47538 | 0 | 0 | 0 | 0 | 0 | 0 | 0 | 0% | 0 | 0.41545 | 0.5 | 0 | 0 | 0.5 | 0.57913 | 1.4316 | 71.17% | 0.58374 | 0.34314 | 0 | 0 | 0 | 0 | 0.66875 | 7.3743 | 12.61% | 2.7206 | 4042.4455 | 3669.7305 | 2900.513 | 3217.5807 | 407498% | 6144.473 | 99.1% | 2882.763 | 3592.3897 | 0 | 0 | 432821% | 5058.2009 | 67.57% | 6925.2084 | 10.064 | 8.7137 | 13.6751
2073 | 16.3133 | 16.3151 | 10.5911 | 13.1337 | 19.5919 | 22.2005 | 16.3133 | 15.7802 | 14.2101 | 14.8842 | 17.6658 | 19.2516 | 5.43 | 5.386 | 5.43 | 5.2512 | 5.37 | 5.43 | 5.43 | 9.6142 | 9.4526 | 4.4519 | 6.591 | 12.4043 | 15.3898 | 16.4839 | 16.3122 | 8.1909 | 10.7434 | 23.3412 | 23.7996 | 0.4 | 0.30909 | 0 | 0 | 3617.3964 | 3626 | 3530 | 3566 | 3680.5 | 3684 | 0.43339 | 0.43377 | 0.25077 | 0.31231 | 0.57811 | 0.5886 | 9.1998 | 8.23 | 8.23 | 8.23 | 8.4182 | 12.4319 | 9.2155 | 8.6599 | 8.23 | 8.23 | 9.9241 | 11.2534 | 14.5971 | 12.6856 | 6.8679 | 8.3533 | 20.3711 | 25.6291 | 0.27273 | 0.20909 | 0 | 0.081818 | 1099.3423 | 1090 | 1008 | 1032.5 | 1165.5 | 1204 | 0.61583 | 0.55921 | 0.37278 | 0.42303 | 0.79597 | 0.95826 | 9.4713 | 9.0729 | 8.7038 | 8.9304 | 9.4004 | 10.2559 |  |  |  | 0.43198 | 0.5 | 0 | 0.5 | 0.5 | 0.5 | 89.19% | 0.48434 | 0.38446 | 0.42711 | 0 | 0.099555 | 0.56964 | 0.79624 | 80.18% | 0.47949 | 0 | 0 | 0 | 0 | 0 | 0 | 0 | 0% | 0 | 0.41874 | 0.5 | 0 | 0 | 0.5 | 0.61751 | 1.4316 | 71.17% | 0.58836 | 0.34206 | 0 | 0 | 0 | 0 | 0.66875 | 7.3743 | 12.61% | 2.712 | 4039.4546 | 3669.7305 | 2881.7516 | 3217.5807 | 407498% | 6144.473 | 99.1% | 2852.8291 | 3586.6858 | 0 | 0 | 432413% | 5058.2009 | 66.67% | 6892.2837 | 10.0611 | 8.7137 | 13.675
2074 | 16.3133 | 16.3151 | 10.5911 | 13.1337 | 19.5919 | 22.2005 | 16.3133 | 15.7802 | 14.2101 | 14.8842 | 17.6658 | 19.2516 | 5.43 | 5.386 | 5.43 | 5.2512 | 5.37 | 5.43 | 5.43 | 9.6142 | 9.4526 | 4.4519 | 6.591 | 12.4043 | 15.3898 | 16.4691 | 16.3115 | 8.1908 | 10.7418 | 23.3385 | 23.7996 | 0.4 | 0.30909 | 0 | 0 | 3617.2162 | 3626 | 3530 | 3566 | 3680.5 | 3684 | 0.43304 | 0.43377 | 0.25077 | 0.31231 | 0.57811 | 0.5886 | 9.1972 | 8.23 | 8.23 | 8.23 | 8.3428 | 12.4252 | 9.2118 | 8.6588 | 8.23 | 8.23 | 9.916 | 11.2534 | 14.5754 | 12.6194 | 6.8669 | 8.3142 | 20.3709 | 25.6293 | 0.27273 | 0.20909 | 0 | 0.081818 | 1099.0811 | 1089 | 1008 | 1032 | 1165.5 | 1204 | 0.61513 | 0.55673 | 0.37278 | 0.42303 | 0.79597 | 0.95826 | 9.4655 | 9.0729 | 8.7037 | 8.928 | 9.4004 | 10.2559 |  |  |  | 0.43198 | 0.5 | 0 | 0.5 | 0.5 | 0.5 | 89.19% | 0.48434 | 0.38687 | 0.42711 | 0 | 0.099555 | 0.57198 | 0.79631 | 80.18% | 0.48251 | 0 | 0 | 0 | 0 | 0 | 0 | 0 | 0% | 0 | 0.42116 | 0.5 | 0 | 0 | 0.5 | 0.68984 | 1.4316 | 71.17% | 0.59175 | 0.33864 | 0 | 0 | 0 | 0 | 0.66875 | 7.3742 | 12.61% | 2.685 | 4036.8899 | 3669.7305 | 2881.7516 | 3217.5807 | 407498% | 6144.473 | 99.1% | 2878.7366 | 3592.3897 | 0 | 0 | 431802% | 5058.2009 | 67.57% | 6915.6265 | 10.0585 | 8.7137 | 13.6749
2075 | 16.3133 | 16.3151 | 10.5911 | 13.1337 | 19.5919 | 22.2005 | 16.3133 | 15.7802 | 14.2101 | 14.8842 | 17.6658 | 19.2516 | 5.43 | 5.386 | 5.43 | 5.2512 | 5.37 | 5.43 | 5.43 | 9.6142 | 9.4526 | 4.4519 | 6.591 | 12.4043 | 15.3898 | 16.4561 | 16.3109 | 8.1305 | 10.7406 | 23.3363 | 23.7996 | 0.4 | 0.30909 | 0 | 0 | 3617.0901 | 3626 | 3529 | 3566 | 3680.5 | 3684 | 0.43268 | 0.43377 | 0.25077 | 0.31231 | 0.57811 | 0.5886 | 9.1956 | 8.23 | 8.23 | 8.23 | 8.3121 | 12.4192 | 9.2084 | 8.6576 | 8.23 | 8.23 | 9.9074 | 11.2534 | 14.5579 | 12.9326 | 6.8668 | 8.3261 | 20.3712 | 25.6272 | 0.27273 | 0.20909 | 0 | 0.081818 | 1098.8739 | 1093 | 1008 | 1032 | 1165.5 | 1204 | 0.61444 | 0.55451 | 0.37278 | 0.42201 | 0.79597 | 0.95826 | 9.4604 | 9.0729 | 8.671 | 8.928 | 9.4004 | 10.2559 |  |  |  | 0.43198 | 0.5 | 0 | 0.5 | 0.5 | 0.5 | 89.19% | 0.48434 | 0.38875 | 0.42711 | 0 | 0.099555 | 0.57198 | 0.82897 | 80.18% | 0.48484 | 0 | 0 | 0 | 0 | 0 | 0 | 0 | 0% | 0 | 0.42302 | 0.5 | 0 | 0 | 0.5 | 0.68984 | 1.4316 | 71.17% | 0.59437 | 0.33547 | 0 | 0 | 0 | 0 | 0.66875 | 7.3742 | 12.61% | 2.6598 | 4034.9573 | 3669.7305 | 2881.7516 | 3217.5807 | 407498% | 6144.473 | 99.1% | 2847.0605 | 3592.3897 | 0 | 0 | 431481% | 5058.2009 | 66.67% | 6882.0178 | 10.0569 | 8.7137 | 13.6749
2076 | 16.3133 | 16.3151 | 10.5911 | 13.1337 | 19.5919 | 22.2005 | 16.3133 | 15.7802 | 14.2101 | 14.8842 | 17.6658 | 19.2516 | 5.43 | 5.386 | 5.43 | 5.2512 | 5.37 | 5.43 | 5.43 | 9.6142 | 9.4526 | 4.4519 | 6.591 | 12.4043 | 15.3898 | 16.4448 | 16.3104 | 8.1294 | 10.7396 | 23.3345 | 23.7996 | 0.4 | 0.30909 | 0 | 0 | 3616.955 | 3626 | 3529 | 3566 | 3680.5 | 3684 | 0.43245 | 0.43377 | 0.24924 | 0.31231 | 0.57811 | 0.5886 | 9.194 | 8.23 | 8.23 | 8.23 | 8.3099 | 12.4142 | 9.2054 | 8.6563 | 8.23 | 8.23 | 9.9004 | 11.2534 | 14.5437 | 12.8973 | 6.8667 | 8.2779 | 20.3709 | 25.6273 | 0.27273 | 0.20909 | 0 | 0.081818 | 1098.6486 | 1092 | 1008 | 1031.5 | 1165.5 | 1204 | 0.61389 | 0.56418 | 0.37278 | 0.42201 | 0.79597 | 0.95826 | 9.4558 | 9.0729 | 8.6249 | 8.928 | 9.4004 | 10.2559 |  |  |  | 0.43198 | 0.5 | 0 | 0.5 | 0.5 | 0.5 | 89.19% | 0.48434 | 0.39042 | 0.42711 | 0 | 0.099555 | 0.57198 | 0.87507 | 80.18% | 0.48693 | 0 | 0 | 0 | 0 | 0 | 0 | 0 | 0% | 0 | 0.42469 | 0.5 | 0 | 0 | 0.5 | 0.68984 | 1.4316 | 71.17% | 0.59671 | 0.33256 | 0 | 0 | 0 | 0 | 0.66875 | 7.3742 | 12.61% | 2.6367 | 4033.1749 | 3669.7305 | 2881.7516 | 3217.5807 | 407498% | 6144.473 | 99.1% | 2817.4516 | 3592.3897 | 0 | 0 | 431481% | 5058.2009 | 65.77% | 6850.6265 | 10.0553 | 8.7137 | 13.6749
2077 | 16.3133 | 16.3151 | 10.5911 | 13.1337 | 19.5919 | 22.2005 | 16.3133 | 15.7802 | 14.2101 | 14.8842 | 17.6658 | 19.2516 | 5.43 | 5.386 | 5.43 | 5.2512 | 5.37 | 5.43 | 5.43 | 9.6142 | 9.4526 | 4.4519 | 6.591 | 12.4043 | 15.3898 | 16.4354 | 16.3099 | 8.1294 | 10.7087 | 23.3328 | 23.7996 | 0.4 | 0.30909 | 0 | 0 | 3616.8378 | 3626 | 3529 | 3566 | 3680.5 | 3684 | 0.43218 | 0.43377 | 0.24924 | 0.31231 | 0.57811 | 0.5886 | 9.1922 | 8.23 | 8.23 | 8.23 | 8.3021 | 12.4103 | 9.2026 | 8.655 | 8.23 | 8.23 | 9.9004 | 11.2534 | 14.5333 | 12.8591 | 6.8667 | 8.2555 | 20.3706 | 25.6256 | 0.27273 | 0.20909 | 0 | 0.081818 | 1098.5135 | 1092 | 1008 | 1031 | 1165 | 1204 | 0.61327 | 0.56169 | 0.37278 | 0.42099 | 0.79597 | 0.95826 | 9.4508 | 9.0729 | 8.6013 | 8.928 | 9.4004 | 10.2559 |  |  |  | 0.43198 | 0.5 | 0 | 0.5 | 0.5 | 0.5 | 89.19% | 0.48434 | 0.39261 | 0.42711 | 0 | 0.099555 | 0.57204 | 0.89875 | 80.18% | 0.48966 | 0 | 0 | 0 | 0 | 0 | 0 | 0 | 0% | 0 | 0.42687 | 0.5 | 0 | 0 | 0.5 | 0.68984 | 1.4316 | 71.17% | 0.59979 | 0.32973 | 0 | 0 | 0 | 0 | 0.66875 | 7.3742 | 12.61% | 2.6143 | 4031.3007 | 3669.7305 | 2881.7516 | 3215.7046 | 407498% | 6144.473 | 99.1% | 2842.2069 | 3592.3897 | 0 | 0 | 431481% | 5058.2009 | 66.67% | 6873.5076 | 10.0535 | 8.7137 | 13.6748
2078 | 16.3133 | 16.3151 | 10.5911 | 13.1337 | 19.5919 | 22.2005 | 16.3133 | 15.7802 | 14.2101 | 14.8842 | 17.6658 | 19.2516 | 5.43 | 5.386 | 5.43 | 5.2512 | 5.37 | 5.43 | 5.43 | 9.6142 | 9.4526 | 4.4519 | 6.591 | 12.4043 | 15.3898 | 16.4277 | 16.3095 | 8.1294 | 10.6621 | 23.3317 | 23.7995 | 0.4 | 0.30909 | 0 | 0 | 3616.7568 | 3626 | 3529 | 3565 | 3680.5 | 3684 | 0.43196 | 0.43377 | 0.24924 | 0.31231 | 0.57811 | 0.5886 | 9.1906 | 8.23 | 8.23 | 8.23 | 8.2966 | 12.4071 | 9.2 | 8.6539 | 8.23 | 8.23 | 9.9004 | 11.2534 | 14.5261 | 12.8234 | 6.8667 | 8.2946 | 20.3704 | 25.6238 | 0.27273 | 0.20909 | 0 | 0.081818 | 1098.4414 | 1092 | 1008 | 1032 | 1165 | 1204 | 0.61289 | 0.56169 | 0.37278 | 0.41997 | 0.79377 | 0.95826 | 9.4464 | 9.0729 | 8.6013 | 8.9229 | 9.4004 | 10.2559 |  |  |  | 0.43198 | 0.5 | 0 | 0.5 | 0.5 | 0.5 | 89.19% | 0.48434 | 0.3943 | 0.42711 | 0 | 0.099555 | 0.57714 | 0.89875 | 80.18% | 0.49177 | 0 | 0 | 0 | 0 | 0 | 0 | 0 | 0% | 0 | 0.42856 | 0.5 | 0 | 0 | 0.5 | 0.68984 | 1.4316 | 71.17% | 0.60215 | 0.32695 | 0 | 0 | 0 | 0 | 0.66875 | 7.3741 | 12.61% | 2.5923 | 4029.7548 | 3669.7305 | 2881.7516 | 3213.8284 | 407498% | 6144.473 | 99.1% | 2840.3863 | 3592.3897 | 0 | 0 | 431268% | 5058.2009 | 66.67% | 6870.1411 | 10.0519 | 8.7137 | 13.6748
2079 | 16.3133 | 16.3151 | 10.5911 | 13.1337 | 19.5919 | 22.2005 | 16.3133 | 15.7802 | 14.2101 | 14.8842 | 17.6658 | 19.2516 | 5.43 | 5.386 | 5.43 | 5.2512 | 5.37 | 5.43 | 5.43 | 9.6142 | 9.4526 | 4.4519 | 6.591 | 12.4043 | 15.3898 | 16.4212 | 16.3092 | 8.1294 | 10.6212 | 23.331 | 23.7995 | 0.4 | 0.30909 | 0 | 0 | 3616.6937 | 3626 | 3529 | 3564.5 | 3680.5 | 3684 | 0.4318 | 0.43377 | 0.24924 | 0.3104 | 0.57811 | 0.5886 | 9.1894 | 8.23 | 8.23 | 8.23 | 8.2966 | 12.4044 | 9.1977 | 8.6528 | 8.23 | 8.23 | 9.9004 | 11.2534 | 14.5195 | 12.8136 | 6.8667 | 8.2521 | 20.3701 | 25.6221 | 0.27273 | 0.20909 | 0 | 0.081818 | 1098.3874 | 1091 | 1008 | 1031 | 1165 | 1204 | 0.61269 | 0.56169 | 0.37278 | 0.42201 | 0.79377 | 0.95826 | 9.4447 | 9.0729 | 8.6013 | 8.9229 | 9.4004 | 10.2559 |  |  |  | 0.43198 | 0.5 | 0 | 0.5 | 0.5 | 0.5 | 89.19% | 0.48434 | 0.39549 | 0.42711 | 0 | 0.099555 | 0.57714 | 0.89875 | 80.18% | 0.49325 | 0 | 0 | 0 | 0 | 0 | 0 | 0 | 0% | 0 | 0.42973 | 0.5 | 0 | 0 | 0.5 | 0.79101 | 1.4316 | 71.17% | 0.6038 | 0.32648 | 0 | 0 | 0 | 0 | 0.66875 | 7.3741 | 12.61% | 2.5885 | 4028.5499 | 3669.7305 | 2881.7516 | 3213.8284 | 407498% | 6144.473 | 99.1% | 2839.9777 | 3592.3897 | 0 | 0 | 431268% | 5058.2009 | 66.67% | 6868.5276 | 10.0507 | 8.7137 | 13.6748
2080 | 16.3133 | 16.3151 | 10.5911 | 13.1337 | 19.5919 | 22.2005 | 16.3133 | 15.7802 | 14.2101 | 14.8842 | 17.6658 | 19.2516 | 5.43 | 5.386 | 5.43 | 5.2512 | 5.37 | 5.43 | 5.43 | 9.6142 | 9.4526 | 4.4519 | 6.591 | 12.4043 | 15.3898 | 16.4159 | 16.3089 | 8.1294 | 10.6207 | 23.3306 | 23.7995 | 0.4 | 0.30909 | 0 | 0 | 3616.6396 | 3626 | 3529 | 3564.5 | 3680.5 | 3684 | 0.43168 | 0.43377 | 0.24924 | 0.30944 | 0.57811 | 0.5886 | 9.1883 | 8.23 | 8.23 | 8.23 | 8.2966 | 12.4028 | 9.1956 | 8.6518 | 8.23 | 8.23 | 9.9004 | 11.2534 | 14.5191 | 12.7949 | 6.8667 | 8.2412 | 20.3697 | 25.6229 | 0.27273 | 0.20909 | 0 | 0.081818 | 1098.3604 | 1091 | 1008 | 1031 | 1165 | 1204 | 0.61254 | 0.55921 | 0.37278 | 0.41997 | 0.79377 | 0.95826 | 9.4374 | 9.0693 | 8.6013 | 8.9181 | 9.4004 | 10.2559 |  |  |  | 0.43198 | 0.5 | 0 | 0.5 | 0.5 | 0.5 | 89.19% | 0.48434 | 0.40048 | 0.43066 | 0 | 0.099555 | 0.58193 | 0.89875 | 80.18% | 0.49948 | 0 | 0 | 0 | 0 | 0 | 0 | 0 | 0% | 0 | 0.43472 | 0.5 | 0 | 0 | 0.5 | 0.82685 | 1.4316 | 72.07% | 0.60318 | 0.32414 | 0 | 0 | 0 | 0 | 0.66875 | 7.3741 | 12.61% | 2.57 | 4027.5742 | 3669.7305 | 2881.7516 | 3213.8284 | 407498% | 6144.473 | 99.1% | 2836.4667 | 3592.3897 | 0 | 0 | 431268% | 5058.2009 | 66.67% | 6864.0409 | 10.0496 | 8.7137 | 13.6748
2081 | 16.3133 | 16.3151 | 10.5911 | 13.1337 | 19.5919 | 22.2005 | 16.3133 | 15.7802 | 14.2101 | 14.8842 | 17.6658 | 19.2516 | 5.43 | 5.386 | 5.43 | 5.2512 | 5.37 | 5.43 | 5.43 | 9.6142 | 9.4526 | 4.4519 | 6.591 | 12.4043 | 15.3898 | 16.4115 | 16.3087 | 8.1294 | 10.621 | 23.3306 | 23.7995 | 0.4 | 0.30909 | 0 | 0 | 3616.5766 | 3626 | 3529 | 3564.5 | 3680.5 | 3684 | 0.43157 | 0.43377 | 0.24924 | 0.30944 | 0.57811 | 0.5886 | 9.1874 | 8.23 | 8.23 | 8.23 | 8.2966 | 12.4019 | 9.1937 | 8.651 | 8.23 | 8.23 | 9.9004 | 11.2534 | 14.5153 | 12.7891 | 6.8667 | 8.2393 | 20.3698 | 25.6215 | 0.27273 | 0.20909 | 0 | 0.081818 | 1098.3333 | 1091 | 1008 | 1031 | 1165 | 1204 | 0.61246 | 0.55921 | 0.37278 | 0.41997 | 0.79377 | 0.95826 | 9.4402 | 9.0693 | 8.6013 | 8.9181 | 9.4004 | 10.2559 |  |  |  | 0.43198 | 0.5 | 0 | 0.5 | 0.5 | 0.5 | 89.19% | 0.48434 | 0.39986 | 0.43066 | 0 | 0.099555 | 0.58193 | 0.89875 | 80.18% | 0.49871 | 0 | 0 | 0 | 0 | 0 | 0 | 0 | 0% | 0 | 0.4341 | 0.5 | 0 | 0 | 0.5 | 0.75168 | 1.4316 | 72.07% | 0.60231 | 0.32631 | 0 | 0 | 0 | 0 | 0.66875 | 7.374 | 12.61% | 2.5872 | 4026.6786 | 3669.7305 | 2881.7516 | 3213.8284 | 407498% | 6144.473 | 99.1% | 2837.5238 | 3592.3897 | 0 | 0 | 431268% | 5058.2009 | 66.67% | 6864.2023 | 10.0487 | 8.7137 | 13.6747
2082 | 16.3133 | 16.3151 | 10.5911 | 13.1337 | 19.5919 | 22.2005 | 16.3133 | 15.7802 | 14.2101 | 14.8842 | 17.6658 | 19.2516 | 5.43 | 5.386 | 5.43 | 5.2512 | 5.37 | 5.43 | 5.43 | 9.6142 | 9.4526 | 4.4519 | 6.591 | 12.4043 | 15.3898 | 16.4079 | 16.3086 | 8.1294 | 10.6205 | 23.3306 | 23.7995 | 0.4 | 0.30909 | 0 | 0 | 3616.5405 | 3626 | 3529 | 3564.5 | 3680.5 | 3684 | 0.43145 | 0.43377 | 0.24924 | 0.30944 | 0.57811 | 0.5886 | 9.1866 | 8.23 | 8.23 | 8.23 | 8.2966 | 12.4019 | 9.1921 | 8.6502 | 8.23 | 8.23 | 9.9004 | 11.2534 | 14.5116 | 12.7886 | 6.8667 | 8.2356 | 20.3694 | 25.6252 | 0.27273 | 0.20909 | 0 | 0.081818 | 1098.2973 | 1091 | 1008 | 1031 | 1165 | 1204 | 0.61237 | 0.55921 | 0.37278 | 0.41997 | 0.79377 | 0.95826 | 9.4393 | 9.0693 | 8.6013 | 8.9181 | 9.4004 | 10.2559 |  |  |  | 0.43198 | 0.5 | 0 | 0.5 | 0.5 | 0.5 | 89.19% | 0.48434 | 0.40055 | 0.43066 | 0 | 0.099555 | 0.58193 | 0.89875 | 80.18% | 0.49956 | 0 | 0 | 0 | 0 | 0 | 0 | 0 | 0% | 0 | 0.43478 | 0.5 | 0 | 0 | 0.5 | 0.82843 | 1.4316 | 72.07% | 0.60325 | 0.32608 | 0 | 0 | 0 | 0 | 0.66875 | 7.374 | 12.61% | 2.5853 | 4025.8711 | 3669.7305 | 2881.7516 | 3213.8284 | 407498% | 6144.473 | 99.1% | 2837.4465 | 3592.3897 | 0 | 0 | 431268% | 5058.2009 | 66.67% | 6863.3176 | 10.0479 | 8.7137 | 13.6747
2083 | 16.3133 | 16.3151 | 10.5911 | 13.1337 | 19.5919 | 22.2005 | 16.3133 | 15.7802 | 14.2101 | 14.8842 | 17.6658 | 19.2516 | 5.43 | 5.386 | 5.43 | 5.2512 | 5.37 | 5.43 | 5.43 | 9.6142 | 9.4526 | 4.4519 | 6.591 | 12.4043 | 15.3898 | 16.4051 | 16.3085 | 8.1294 | 10.6201 | 23.3306 | 23.7995 | 0.4 | 0.30909 | 0 | 0 | 3616.5135 | 3626 | 3529 | 3564.5 | 3680.5 | 3684 | 0.43138 | 0.43377 | 0.24924 | 0.30944 | 0.57811 | 0.5886 | 9.1859 | 8.23 | 8.23 | 8.23 | 8.2966 | 12.4019 | 9.1907 | 8.6495 | 8.23 | 8.23 | 9.9004 | 11.2534 | 14.5093 | 12.7883 | 6.8667 | 8.2336 | 20.3691 | 25.6259 | 0.27273 | 0.20909 | 0 | 0.081818 | 1098.2703 | 1091 | 1008 | 1031 | 1165 | 1204 | 0.61227 | 0.55921 | 0.37278 | 0.41997 | 0.79377 | 0.95826 | 9.4373 | 9.0693 | 8.6013 | 8.9181 | 9.4004 | 10.2559 |  |  |  | 0.43198 | 0.5 | 0 | 0.5 | 0.5 | 0.5 | 89.19% | 0.48434 | 0.40075 | 0.43066 | 0 | 0.099555 | 0.58193 | 0.89875 | 80.18% | 0.49981 | 0 | 0 | 0 | 0 | 0 | 0 | 0 | 0% | 0 | 0.43497 | 0.5 | 0 | 0 | 0.5 | 0.84798 | 1.4316 | 72.07% | 0.60352 | 0.32426 | 0 | 0 | 0 | 0 | 0.66875 | 7.374 | 12.61% | 2.5709 | 4025.275 | 3669.7305 | 2881.7516 | 3213.8284 | 407498% | 6144.473 | 99.1% | 2836.289 | 3592.3897 | 0 | 0 | 431268% | 5058.2009 | 66.67% | 6861.564 | 10.0472 | 8.7137 | 13.6747
2084 | 16.3133 | 16.3151 | 10.5911 | 13.1337 | 19.5919 | 22.2005 | 16.3133 | 15.7802 | 14.2101 | 14.8842 | 17.6658 | 19.2516 | 5.43 | 5.386 | 5.43 | 5.2512 | 5.37 | 5.43 | 5.43 | 9.6142 | 9.4526 | 4.4519 | 6.591 | 12.4043 | 15.3898 | 16.4028 | 16.3085 | 8.1294 | 10.6197 | 23.3306 | 23.7995 | 0.4 | 0.30909 | 0 | 0 | 3616.4865 | 3626 | 3529 | 3564.5 | 3680.5 | 3684 | 0.43132 | 0.43377 | 0.24924 | 0.30944 | 0.57811 | 0.5886 | 9.1853 | 8.23 | 8.23 | 8.23 | 8.2966 | 12.4019 | 9.1895 | 8.6489 | 8.23 | 8.23 | 9.9004 | 11.2534 | 14.5077 | 12.7888 | 6.8667 | 8.2324 | 20.3688 | 25.6247 | 0.27273 | 0.20909 | 0 | 0.081818 | 1098.2523 | 1091 | 1008 | 1031 | 1165 | 1204 | 0.61224 | 0.55921 | 0.37278 | 0.41997 | 0.79377 | 0.95826 | 9.4359 | 9.0693 | 8.6013 | 8.9181 | 9.4004 | 10.2559 |  |  |  | 0.43198 | 0.5 | 0 | 0.5 | 0.5 | 0.5 | 89.19% | 0.48434 | 0.40079 | 0.43066 | 0 | 0.099555 | 0.58193 | 0.89875 | 80.18% | 0.49986 | 0 | 0 | 0 | 0 | 0 | 0 | 0 | 0% | 0 | 0.43501 | 0.5 | 0 | 0 | 0.5 | 0.85171 | 1.4316 | 72.07% | 0.60357 | 0.32297 | 0 | 0 | 0 | 0 | 0.66875 | 7.374 | 12.61% | 2.5607 | 4024.7649 | 3669.7305 | 2881.7516 | 3213.8284 | 407498% | 6144.473 | 99.1% | 2835.385 | 3592.3897 | 0 | 0 | 431268% | 5058.2009 | 66.67% | 6860.1499 | 10.0466 | 8.7137 | 13.6747
2085 | 16.3133 | 16.3151 | 10.5911 | 13.1337 | 19.5919 | 22.2005 | 16.3133 | 15.7802 | 14.2101 | 14.8842 | 17.6658 | 19.2516 | 5.43 | 5.386 | 5.43 | 5.2512 | 5.37 | 5.43 | 5.43 | 9.6142 | 9.4526 | 4.4519 | 6.591 | 12.4043 | 15.3898 | 16.4011 | 16.3085 | 8.1294 | 10.6193 | 23.3306 | 23.7995 | 0.4 | 0.30909 | 0 | 0 | 3616.4775 | 3626 | 3529 | 3564.5 | 3680.5 | 3684 | 0.43127 | 0.43377 | 0.24924 | 0.30944 | 0.57811 | 0.5886 | 9.1847 | 8.23 | 8.23 | 8.23 | 8.2966 | 12.4019 | 9.1884 | 8.6484 | 8.23 | 8.23 | 9.9004 | 11.2534 | 14.5009 | 12.7882 | 6.8667 | 8.2304 | 20.3685 | 25.6237 | 0.27273 | 0.20909 | 0 | 0.081818 | 1098.1982 | 1091 | 1008 | 1031 | 1165 | 1204 | 0.61219 | 0.55921 | 0.37278 | 0.41997 | 0.79377 | 0.95826 | 9.4408 | 9.0729 | 8.6013 | 8.9229 | 9.4004 | 10.2559 |  |  |  | 0.43198 | 0.5 | 0 | 0.5 | 0.5 | 0.5 | 89.19% | 0.48434 | 0.39634 | 0.42711 | 0 | 0.099555 | 0.57714 | 0.89875 | 80.18% | 0.49431 | 0 | 0 | 0 | 0 | 0 | 0 | 0 | 0% | 0 | 0.43055 | 0.5 | 0 | 0 | 0.5 | 0.85699 | 1.4316 | 71.17% | 0.60495 | 0.32334 | 0 | 0 | 0 | 0 | 0.66875 | 7.3741 | 12.61% | 2.5637 | 4024.3296 | 3669.7305 | 2881.7516 | 3213.8284 | 407498% | 6144.473 | 99.1% | 2837.3352 | 3592.3897 | 0 | 0 | 431268% | 5058.2009 | 66.67% | 6861.6648 | 10.046 | 8.7137 | 13.6747
2086 | 16.3133 | 16.3151 | 10.5911 | 13.1337 | 19.5919 | 22.2005 | 16.3133 | 15.7802 | 14.2101 | 14.8842 | 17.6658 | 19.2516 | 5.43 | 5.386 | 5.43 | 5.2512 | 5.37 | 5.43 | 5.43 | 9.6142 | 9.4526 | 4.4519 | 6.591 | 12.4043 | 15.3898 | 16.3998 | 16.3085 | 8.1294 | 10.619 | 23.3306 | 23.7995 | 0.4 | 0.3 | 0 | 0 | 3616.4595 | 3626 | 3529 | 3564.5 | 3680.5 | 3684 | 0.43126 | 0.43377 | 0.24924 | 0.30944 | 0.57811 | 0.5886 | 9.1843 | 8.23 | 8.23 | 8.23 | 8.2966 | 12.4019 | 9.1875 | 8.648 | 8.23 | 8.23 | 9.9004 | 11.2534 | 14.5018 | 12.792 | 6.8667 | 8.2288 | 20.3682 | 25.6248 | 0.27273 | 0.20909 | 0 | 0.081818 | 1098.2072 | 1091 | 1008 | 1031 | 1165 | 1204 | 0.612 | 0.55921 | 0.37278 | 0.41997 | 0.79377 | 0.95826 | 9.4326 | 9.0693 | 8.6013 | 8.9181 | 9.4004 | 10.2559 |  |  |  | 0.43198 | 0.5 | 0 | 0.5 | 0.5 | 0.5 | 89.19% | 0.48434 | 0.40095 | 0.43066 | 0 | 0.099555 | 0.58193 | 0.89875 | 80.18% | 0.50007 | 0 | 0 | 0 | 0 | 0 | 0 | 0 | 0% | 0 | 0.43509 | 0.5 | 0 | 0 | 0.5 | 0.86088 | 1.4316 | 72.07% | 0.60369 | 0.31974 | 0 | 0 | 0 | 0 | 0.66875 | 7.3741 | 12.61% | 2.5351 | 4024.0061 | 3669.7305 | 2881.7516 | 3213.8284 | 407498% | 6144.473 | 99.1% | 2805.891 | 3592.3897 | 0 | 0 | 431268% | 5058.2009 | 65.77% | 6829.897 | 10.0456 | 8.7137 | 13.6747
2087 | 16.3133 | 16.3151 | 10.5911 | 13.1337 | 19.5919 | 22.2005 | 16.3133 | 15.7802 | 14.2101 | 14.8842 | 17.6658 | 19.2516 | 5.43 | 5.386 | 5.43 | 5.2512 | 5.37 | 5.43 | 5.43 | 9.6142 | 9.4526 | 4.4519 | 6.591 | 12.4043 | 15.3898 | 16.399 | 16.3085 | 8.1294 | 10.6188 | 23.3306 | 23.7995 | 0.4 | 0.3 | 0 | 0 | 3616.4505 | 3626 | 3529 | 3564.5 | 3680.5 | 3684 | 0.43121 | 0.43377 | 0.24924 | 0.30944 | 0.57811 | 0.5886 | 9.1839 | 8.23 | 8.23 | 8.23 | 8.2966 | 12.4019 | 9.1866 | 8.6477 | 8.23 | 8.23 | 9.9004 | 11.2534 | 14.4994 | 12.7915 | 6.8667 | 8.2277 | 20.3677 | 25.6211 | 0.27273 | 0.2 | 0 | 0.081818 | 1098.1892 | 1091 | 1008 | 1031 | 1165 | 1204 | 0.61199 | 0.55921 | 0.37278 | 0.41997 | 0.79377 | 0.95826 | 9.4357 | 9.0693 | 8.6013 | 8.9181 | 9.4004 | 10.2559 |  |  |  | 0.43198 | 0.5 | 0 | 0.5 | 0.5 | 0.5 | 89.19% | 0.48434 | 0.40106 | 0.43066 | 0 | 0.099555 | 0.58193 | 0.89875 | 80.18% | 0.5002 | 0 | 0 | 0 | 0 | 0 | 0 | 0 | 0% | 0 | 0.43512 | 0.5 | 0 | 0 | 0.5 | 0.86324 | 1.4316 | 72.07% | 0.60372 | 0.3228 | 0 | 0 | 0 | 0 | 0.66875 | 7.3741 | 12.61% | 2.5593 | 4023.6842 | 3669.7305 | 2881.7516 | 3213.8284 | 407498% | 6144.473 | 99.1% | 2834.5449 | 3592.3897 | 0 | 0 | 431268% | 5058.2009 | 66.67% | 6858.2291 | 10.0452 | 8.7137 | 13.6747
2088 | 16.3133 | 16.3151 | 10.5911 | 13.1337 | 19.5919 | 22.2005 | 16.3133 | 15.7802 | 14.2101 | 14.8842 | 17.6658 | 19.2516 | 5.43 | 5.386 | 5.43 | 5.2512 | 5.37 | 5.43 | 5.43 | 9.6142 | 9.4526 | 4.4519 | 6.591 | 12.4043 | 15.3898 | 16.3984 | 16.3085 | 8.1294 | 10.6185 | 23.3306 | 23.7995 | 0.4 | 0.3 | 0 | 0 | 3616.4414 | 3626 | 3529 | 3564.5 | 3680.5 | 3684 | 0.4312 | 0.43377 | 0.24924 | 0.30944 | 0.57811 | 0.5886 | 9.1836 | 8.23 | 8.23 | 8.23 | 8.2966 | 12.4019 | 9.1859 | 8.6474 | 8.23 | 8.23 | 9.9004 | 11.2534 | 14.4979 | 12.791 | 6.8667 | 8.2271 | 20.3673 | 25.6253 | 0.27273 | 0.2 | 0 | 0.081818 | 1098.1712 | 1091 | 1008 | 1031 | 1165 | 1204 | 0.61196 | 0.55921 | 0.37278 | 0.41997 | 0.79377 | 0.95826 | 9.4345 | 9.0693 | 8.6013 | 8.9181 | 9.4004 | 10.2559 |  |  |  | 0.43198 | 0.5 | 0 | 0.5 | 0.5 | 0.5 | 89.19% | 0.48434 | 0.40116 | 0.43066 | 0 | 0.099555 | 0.58193 | 0.89875 | 80.18% | 0.50033 | 0 | 0 | 0 | 0 | 0 | 0 | 0 | 0% | 0 | 0.43515 | 0.5 | 0 | 0 | 0.5 | 0.8672 | 1.4316 | 72.07% | 0.60377 | 0.32166 | 0 | 0 | 0 | 0 | 0.66875 | 7.374 | 12.61% | 2.5503 | 4023.4877 | 3669.7305 | 2881.7516 | 3213.8284 | 407498% | 6144.473 | 99.1% | 2833.8936 | 3592.3897 | 0 | 0 | 431268% | 5058.2009 | 66.67% | 6857.3813 | 10.0449 | 8.7137 | 13.6747
2089 | 16.3133 | 16.3151 | 10.5911 | 13.1337 | 19.5919 | 22.2005 | 16.3133 | 15.7802 | 14.2101 | 14.8842 | 17.6658 | 19.2516 | 5.43 | 5.386 | 5.43 | 5.2512 | 5.37 | 5.43 | 5.43 | 9.6142 | 9.4526 | 4.4519 | 6.591 | 12.4043 | 15.3898 | 16.398 | 16.3085 | 8.1294 | 10.6183 | 23.3306 | 23.7995 | 0.4 | 0.3 | 0 | 0 | 3616.4324 | 3626 | 3529 | 3564.5 | 3680.5 | 3684 | 0.43118 | 0.43377 | 0.24924 | 0.30944 | 0.57811 | 0.5886 | 9.1833 | 8.23 | 8.23 | 8.23 | 8.2966 | 12.4019 | 9.1853 | 8.6473 | 8.23 | 8.23 | 9.9004 | 11.2534 | 14.4971 | 12.7902 | 6.8667 | 8.2281 | 20.3669 | 25.6244 | 0.27273 | 0.2 | 0 | 0.081818 | 1098.1532 | 1091 | 1008 | 1031 | 1165 | 1204 | 0.6119 | 0.55921 | 0.37278 | 0.41997 | 0.79377 | 0.95826 | 9.4336 | 9.0693 | 8.6013 | 8.9181 | 9.4004 | 10.2559 |  |  |  | 0.43198 | 0.5 | 0 | 0.5 | 0.5 | 0.5 | 89.19% | 0.48434 | 0.40126 | 0.43066 | 0 | 0.099555 | 0.58193 | 0.89875 | 80.18% | 0.50045 | 0 | 0 | 0 | 0 | 0 | 0 | 0 | 0% | 0 | 0.43518 | 0.5 | 0 | 0 | 0.5 | 0.87057 | 1.4316 | 72.07% | 0.60382 | 0.32081 | 0 | 0 | 0 | 0 | 0.66875 | 7.3741 | 12.61% | 2.5436 | 4023.2815 | 3669.7305 | 2881.7516 | 3213.8284 | 407498% | 6144.473 | 99.1% | 2833.3622 | 3592.3897 | 0 | 0 | 431268% | 5058.2009 | 66.67% | 6856.6437 | 10.0446 | 8.7137 | 13.6747
2090 | 16.3133 | 16.3151 | 10.5911 | 13.1337 | 19.5919 | 22.2005 | 16.3133 | 15.7802 | 14.2101 | 14.8842 | 17.6658 | 19.2516 | 5.43 | 5.386 | 5.43 | 5.2512 | 5.37 | 5.43 | 5.43 | 9.6142 | 9.4526 | 4.4519 | 6.591 | 12.4043 | 15.3898 | 16.3979 | 16.3085 | 8.1294 | 10.6182 | 23.3306 | 23.7995 | 0.4 | 0.3 | 0 | 0 | 3616.4324 | 3626 | 3529 | 3564.5 | 3680.5 | 3684 | 0.43117 | 0.43377 | 0.24924 | 0.30944 | 0.57811 | 0.5886 | 9.1832 | 8.23 | 8.23 | 8.23 | 8.2966 | 12.4019 | 9.1848 | 8.6472 | 8.23 | 8.23 | 9.9004 | 11.2534 | 14.4953 | 12.7904 | 6.8667 | 8.2281 | 20.3665 | 25.6238 | 0.27273 | 0.2 | 0 | 0.081818 | 1098.1441 | 1091 | 1008 | 1031 | 1165 | 1204 | 0.61183 | 0.55921 | 0.37278 | 0.41997 | 0.79377 | 0.95826 | 9.4345 | 9.0693 | 8.6013 | 8.9181 | 9.4004 | 10.2559 |  |  |  | 0.43198 | 0.5 | 0 | 0.5 | 0.5 | 0.5 | 89.19% | 0.48434 | 0.40133 | 0.43066 | 0 | 0.099555 | 0.58193 | 0.89875 | 80.18% | 0.50054 | 0 | 0 | 0 | 0 | 0 | 0 | 0 | 0% | 0 | 0.4352 | 0.5 | 0 | 0 | 0.5 | 0.87267 | 1.4316 | 72.07% | 0.60384 | 0.32171 | 0 | 0 | 0 | 0 | 0.66875 | 7.374 | 12.61% | 2.5507 | 4023.1736 | 3669.7305 | 2881.7516 | 3213.8284 | 407498% | 6144.473 | 99.1% | 2833.7239 | 3592.3897 | 0 | 0 | 431268% | 5058.2009 | 66.67% | 6856.8975 | 10.0445 | 8.7137 | 13.6747
2091 | 16.3133 | 16.3151 | 10.5911 | 13.1337 | 19.5919 | 22.2005 | 16.3133 | 15.7802 | 14.2101 | 14.8842 | 17.6658 | 19.2516 | 5.43 | 5.386 | 5.43 | 5.2512 | 5.37 | 5.43 | 5.43 | 9.6142 | 9.4526 | 4.4519 | 6.591 | 12.4043 | 15.3898 | 16.3978 | 16.3085 | 8.1294 | 10.618 | 23.3306 | 23.7995 | 0.4 | 0.3 | 0 | 0 | 3616.4324 | 3626 | 3529 | 3564.5 | 3680.5 | 3684 | 0.43117 | 0.43377 | 0.24924 | 0.30944 | 0.57811 | 0.5886 | 9.1831 | 8.23 | 8.23 | 8.23 | 8.2966 | 12.4019 | 9.1844 | 8.6472 | 8.23 | 8.23 | 9.9004 | 11.2534 | 14.4942 | 12.7896 | 6.8667 | 8.2281 | 20.3661 | 25.6251 | 0.27273 | 0.2 | 0 | 0.081818 | 1098.1261 | 1091 | 1008 | 1031 | 1165 | 1204 | 0.61178 | 0.55921 | 0.37278 | 0.41997 | 0.79377 | 0.95826 | 9.4337 | 9.0693 | 8.6013 | 8.9181 | 9.4004 | 10.2559 |  |  |  | 0.43198 | 0.5 | 0 | 0.5 | 0.5 | 0.5 | 89.19% | 0.48434 | 0.40137 | 0.43066 | 0 | 0.099555 | 0.58193 | 0.89875 | 80.18% | 0.50058 | 0 | 0 | 0 | 0 | 0 | 0 | 0 | 0% | 0 | 0.43521 | 0.5 | 0 | 0 | 0.5 | 0.87385 | 1.4316 | 72.07% | 0.60386 | 0.32096 | 0 | 0 | 0 | 0 | 0.66875 | 7.3741 | 12.61% | 2.5448 | 4023.1407 | 3669.7305 | 2881.7516 | 3213.8284 | 407498% | 6144.473 | 99.1% | 2833.237 | 3592.3897 | 0 | 0 | 431060% | 5058.2009 | 66.67% | 6856.3777 | 10.0444 | 8.7137 | 13.6747
2092 | 16.3133 | 16.3151 | 10.5911 | 13.1337 | 19.5919 | 22.2005 | 16.3133 | 15.7802 | 14.2101 | 14.8842 | 17.6658 | 19.2516 | 5.43 | 5.386 | 5.43 | 5.2512 | 5.37 | 5.43 | 5.43 | 9.6142 | 9.4526 | 4.4519 | 6.591 | 12.4043 | 15.3898 | 16.3976 | 16.3085 | 8.1294 | 10.6179 | 23.3306 | 23.7995 | 0.4 | 0.3 | 0 | 0 | 3616.4324 | 3626 | 3529 | 3564.5 | 3680.5 | 3684 | 0.43117 | 0.43377 | 0.24924 | 0.30944 | 0.57811 | 0.5886 | 9.1831 | 8.23 | 8.23 | 8.23 | 8.2966 | 12.4019 | 9.184 | 8.6472 | 8.23 | 8.23 | 9.9004 | 11.2534 | 14.4937 | 12.789 | 6.8667 | 8.2281 | 20.3658 | 25.6245 | 0.27273 | 0.2 | 0 | 0.081818 | 1098.1351 | 1091 | 1008 | 1031 | 1165 | 1204 | 0.61171 | 0.55921 | 0.37278 | 0.41997 | 0.79377 | 0.95826 | 9.4332 | 9.0693 | 8.6013 | 8.9181 | 9.4004 | 10.2559 |  |  |  | 0.43198 | 0.5 | 0 | 0.5 | 0.5 | 0.5 | 89.19% | 0.48434 | 0.40138 | 0.43066 | 0 | 0.099555 | 0.58193 | 0.89875 | 80.18% | 0.5006 | 0 | 0 | 0 | 0 | 0 | 0 | 0 | 0% | 0 | 0.4352 | 0.5 | 0 | 0 | 0.5 | 0.87193 | 1.4316 | 72.07% | 0.60383 | 0.32042 | 0 | 0 | 0 | 0 | 0.66875 | 7.3741 | 12.61% | 2.5405 | 4023.1382 | 3669.7305 | 2881.7516 | 3213.8284 | 407498% | 6144.473 | 99.1% | 2832.9073 | 3592.3897 | 0 | 0 | 431060% | 5058.2009 | 66.67% | 6856.0454 | 10.0444 | 8.7137 | 13.6747
2093 | 16.3133 | 16.3151 | 10.5911 | 13.1337 | 19.5919 | 22.2005 | 16.3133 | 15.7802 | 14.2101 | 14.8842 | 17.6658 | 19.2516 | 5.43 | 5.386 | 5.43 | 5.2512 | 5.37 | 5.43 | 5.43 | 9.6142 | 9.4526 | 4.4519 | 6.591 | 12.4043 | 15.3898 | 16.3975 | 16.3085 | 8.1294 | 10.6179 | 23.3306 | 23.7995 | 0.4 | 0.3 | 0 | 0 | 3616.4324 | 3626 | 3529 | 3564.5 | 3680.5 | 3684 | 0.43117 | 0.43377 | 0.24924 | 0.30944 | 0.57811 | 0.5886 | 9.1831 | 8.23 | 8.23 | 8.23 | 8.2966 | 12.4019 | 9.1838 | 8.6472 | 8.23 | 8.23 | 9.9004 | 11.2534 | 14.4936 | 12.7884 | 6.8667 | 8.2281 | 20.3654 | 25.6241 | 0.27273 | 0.2 | 0 | 0.081818 | 1098.1441 | 1091 | 1008 | 1031 | 1165 | 1204 | 0.61175 | 0.55921 | 0.37278 | 0.41997 | 0.79377 | 0.95826 | 9.4327 | 9.0693 | 8.6013 | 8.9181 | 9.4004 | 10.2559 |  |  |  | 0.43198 | 0.5 | 0 | 0.5 | 0.5 | 0.5 | 89.19% | 0.48434 | 0.40141 | 0.43066 | 0 | 0.099555 | 0.58193 | 0.89875 | 80.18% | 0.50064 | 0 | 0 | 0 | 0 | 0 | 0 | 0 | 0% | 0 | 0.4352 | 0.5 | 0 | 0 | 0.5 | 0.87194 | 1.4316 | 72.07% | 0.60383 | 0.31994 | 0 | 0 | 0 | 0 | 0.66875 | 7.374 | 12.61% | 2.5366 | 4023.1355 | 3669.7305 | 2881.7516 | 3213.8284 | 407498% | 6144.473 | 99.1% | 2832.7407 | 3592.3897 | 0 | 0 | 430848% | 5058.2009 | 66.67% | 6855.8763 | 10.0444 | 8.7137 | 13.6747
2094 | 16.3133 | 16.3151 | 10.5911 | 13.1337 | 19.5919 | 22.2005 | 16.3133 | 15.7802 | 14.2101 | 14.8842 | 17.6658 | 19.2516 | 5.43 | 5.386 | 5.43 | 5.2512 | 5.37 | 5.43 | 5.43 | 9.6142 | 9.4526 | 4.4519 | 6.591 | 12.4043 | 15.3898 | 16.3974 | 16.3085 | 8.1294 | 10.6178 | 23.3306 | 23.7995 | 0.4 | 0.3 | 0 | 0 | 3616.4324 | 3626 | 3529 | 3564.5 | 3680.5 | 3684 | 0.43117 | 0.43377 | 0.24924 | 0.30944 | 0.57811 | 0.5886 | 9.1831 | 8.23 | 8.23 | 8.23 | 8.2966 | 12.4019 | 9.1835 | 8.6472 | 8.23 | 8.23 | 9.9004 | 11.2534 | 14.4939 | 12.7878 | 6.8667 | 8.2281 | 20.3651 | 25.6236 | 0.27273 | 0.2 | 0 | 0.081818 | 1098.1351 | 1091 | 1008 | 1031 | 1165 | 1204 | 0.61179 | 0.55921 | 0.37278 | 0.41997 | 0.79377 | 0.95826 | 9.4323 | 9.0693 | 8.6013 | 8.9181 | 9.4004 | 10.2559 |  |  |  | 0.43198 | 0.5 | 0 | 0.5 | 0.5 | 0.5 | 89.19% | 0.48434 | 0.40143 | 0.43066 | 0 | 0.099555 | 0.58193 | 0.89875 | 80.18% | 0.50067 | 0 | 0 | 0 | 0 | 0 | 0 | 0 | 0% | 0 | 0.4352 | 0.5 | 0 | 0 | 0.5 | 0.87194 | 1.4316 | 72.07% | 0.60383 | 0.31956 | 0 | 0 | 0 | 0 | 0.66875 | 7.3741 | 12.61% | 2.5337 | 4023.1283 | 3669.7305 | 2881.7516 | 3213.8284 | 407498% | 6144.473 | 99.1% | 2832.5091 | 3592.3897 | 0 | 0 | 430848% | 5058.2009 | 66.67% | 6855.6374 | 10.0444 | 8.7137 | 13.6747
2095 | 16.3133 | 16.3151 | 10.5911 | 13.1337 | 19.5919 | 22.2005 | 16.3133 | 15.7802 | 14.2101 | 14.8842 | 17.6658 | 19.2516 | 5.43 | 5.386 | 5.43 | 5.2512 | 5.37 | 5.43 | 5.43 | 9.6142 | 9.4526 | 4.4519 | 6.591 | 12.4043 | 15.3898 | 16.3974 | 16.3085 | 8.1294 | 10.6178 | 23.3306 | 23.7995 | 0.4 | 0.3 | 0 | 0 | 3616.4324 | 3626 | 3529 | 3564.5 | 3680.5 | 3684 | 0.43117 | 0.43377 | 0.24924 | 0.30944 | 0.57811 | 0.5886 | 9.1831 | 8.23 | 8.23 | 8.23 | 8.2966 | 12.4019 | 9.1834 | 8.6472 | 8.23 | 8.23 | 9.9004 | 11.2534 | 14.4927 | 12.7871 | 6.8667 | 8.2281 | 20.3649 | 25.6233 | 0.27273 | 0.2 | 0 | 0.081818 | 1098.1351 | 1091 | 1008 | 1031 | 1165 | 1204 | 0.61176 | 0.55921 | 0.37278 | 0.41997 | 0.79377 | 0.95826 | 9.4339 | 9.0693 | 8.6013 | 8.9181 | 9.4004 | 10.2559 |  |  |  | 0.43198 | 0.5 | 0 | 0.5 | 0.5 | 0.5 | 89.19% | 0.48434 | 0.40144 | 0.43066 | 0 | 0.099555 | 0.58193 | 0.89875 | 80.18% | 0.50067 | 0 | 0 | 0 | 0 | 0 | 0 | 0 | 0% | 0 | 0.4352 | 0.5 | 0 | 0 | 0.5 | 0.87194 | 1.4316 | 72.07% | 0.60383 | 0.32107 | 0 | 0 | 0 | 0 | 0.66875 | 7.3741 | 12.61% | 2.5457 | 4023.1279 | 3669.7305 | 2881.7516 | 3213.8284 | 407498% | 6144.473 | 99.1% | 2833.2935 | 3592.3897 | 0 | 0 | 430848% | 5058.2009 | 66.67% | 6856.4214 | 10.0444 | 8.7137 | 13.6747
2096 | 16.3133 | 16.3151 | 10.5911 | 13.1337 | 19.5919 | 22.2005 | 16.3133 | 15.7802 | 14.2101 | 14.8842 | 17.6658 | 19.2516 | 5.43 | 5.386 | 5.43 | 5.2512 | 5.37 | 5.43 | 5.43 | 9.6142 | 9.4526 | 4.4519 | 6.591 | 12.4043 | 15.3898 | 16.3973 | 16.3085 | 8.1294 | 10.6178 | 23.3306 | 23.7995 | 0.4 | 0.3 | 0 | 0 | 3616.4324 | 3626 | 3529 | 3564.5 | 3680.5 | 3684 | 0.43117 | 0.43377 | 0.24924 | 0.30944 | 0.57811 | 0.5886 | 9.1831 | 8.23 | 8.23 | 8.23 | 8.2966 | 12.4019 | 9.1833 | 8.6472 | 8.23 | 8.23 | 9.9004 | 11.2534 | 14.4917 | 12.7862 | 6.8667 | 8.2281 | 20.3646 | 25.625 | 0.27273 | 0.2 | 0 | 0.081818 | 1098.1351 | 1091 | 1008 | 1031 | 1165 | 1204 | 0.61176 | 0.55921 | 0.37278 | 0.41997 | 0.79377 | 0.95826 | 9.4337 | 9.0693 | 8.6013 | 8.9181 | 9.4004 | 10.2559 |  |  |  | 0.43198 | 0.5 | 0 | 0.5 | 0.5 | 0.5 | 89.19% | 0.48434 | 0.40144 | 0.43066 | 0 | 0.099555 | 0.58193 | 0.89875 | 80.18% | 0.50067 | 0 | 0 | 0 | 0 | 0 | 0 | 0 | 0% | 0 | 0.4352 | 0.5 | 0 | 0 | 0.5 | 0.87195 | 1.4316 | 72.07% | 0.60383 | 0.32089 | 0 | 0 | 0 | 0 | 0.66875 | 7.3741 | 12.61% | 2.5442 | 4023.1219 | 3669.7305 | 2881.7516 | 3213.8284 | 407498% | 6144.473 | 99.1% | 2833.2037 | 3592.3897 | 0 | 0 | 430848% | 5058.2009 | 66.67% | 6856.3256 | 10.0444 | 8.7137 | 13.6747
2097 | 16.3133 | 16.3151 | 10.5911 | 13.1337 | 19.5919 | 22.2005 | 16.3133 | 15.7802 | 14.2101 | 14.8842 | 17.6658 | 19.2516 | 5.43 | 5.386 | 5.43 | 5.2512 | 5.37 | 5.43 | 5.43 | 9.6142 | 9.4526 | 4.4519 | 6.591 | 12.4043 | 15.3898 | 16.3972 | 16.3085 | 8.1294 | 10.6178 | 23.3306 | 23.7995 | 0.4 | 0.3 | 0 | 0 | 3616.4234 | 3626 | 3529 | 3564.5 | 3680.5 | 3684 | 0.43117 | 0.43377 | 0.24924 | 0.30944 | 0.57811 | 0.5886 | 9.1831 | 8.23 | 8.23 | 8.23 | 8.2966 | 12.4019 | 9.1832 | 8.6472 | 8.23 | 8.23 | 9.9004 | 11.2534 | 14.4908 | 12.7853 | 6.8667 | 8.2281 | 20.3604 | 25.6248 | 0.27273 | 0.2 | 0 | 0.081818 | 1098.1261 | 1091 | 1008 | 1031 | 1165 | 1204 | 0.61176 | 0.55921 | 0.37278 | 0.41997 | 0.79377 | 0.95826 | 9.4335 | 9.0693 | 8.6013 | 8.9181 | 9.4004 | 10.2559 |  |  |  | 0.43198 | 0.5 | 0 | 0.5 | 0.5 | 0.5 | 89.19% | 0.48434 | 0.40144 | 0.43066 | 0 | 0.099555 | 0.58193 | 0.89875 | 80.18% | 0.50068 | 0 | 0 | 0 | 0 | 0 | 0 | 0 | 0% | 0 | 0.4352 | 0.5 | 0 | 0 | 0.5 | 0.87195 | 1.4316 | 72.07% | 0.60383 | 0.32071 | 0 | 0 | 0 | 0 | 0.66875 | 7.374 | 12.61% | 2.5427 | 4023.0828 | 3669.7305 | 2881.7516 | 3213.8284 | 407498% | 6144.473 | 99.1% | 2833.0722 | 3592.3897 | 0 | 0 | 430848% | 5058.2009 | 66.67% | 6856.155 | 10.0444 | 8.7137 | 13.6747
2098 | 16.3133 | 16.3151 | 10.5911 | 13.1337 | 19.5919 | 22.2005 | 16.3133 | 15.7802 | 14.2101 | 14.8842 | 17.6658 | 19.2516 | 5.43 | 5.386 | 5.43 | 5.2512 | 5.37 | 5.43 | 5.43 | 9.6142 | 9.4526 | 4.4519 | 6.591 | 12.4043 | 15.3898 | 16.3972 | 16.3085 | 8.1294 | 10.6178 | 23.3306 | 23.7995 | 0.4 | 0.3 | 0 | 0 | 3616.4234 | 3626 | 3529 | 3564.5 | 3680.5 | 3684 | 0.43115 | 0.43377 | 0.24924 | 0.30944 | 0.57811 | 0.5886 | 9.1831 | 8.23 | 8.23 | 8.23 | 8.2966 | 12.4019 | 9.1831 | 8.6472 | 8.23 | 8.23 | 9.9004 | 11.2534 | 14.4902 | 12.7845 | 6.8667 | 8.2281 | 20.3576 | 25.6246 | 0.27273 | 0.2 | 0 | 0.081818 | 1098.1261 | 1091 | 1008 | 1031 | 1165 | 1204 | 0.61174 | 0.55921 | 0.37278 | 0.41997 | 0.79377 | 0.95826 | 9.4333 | 9.0693 | 8.6013 | 8.9181 | 9.4004 | 10.2559 |  |  |  | 0.43198 | 0.5 | 0 | 0.5 | 0.5 | 0.5 | 89.19% | 0.48434 | 0.40144 | 0.43066 | 0 | 0.099555 | 0.58193 | 0.89875 | 80.18% | 0.50068 | 0 | 0 | 0 | 0 | 0 | 0 | 0 | 0% | 0 | 0.4352 | 0.5 | 0 | 0 | 0.5 | 0.87195 | 1.4316 | 72.07% | 0.60383 | 0.32048 | 0 | 0 | 0 | 0 | 0.66875 | 7.374 | 12.61% | 2.541 | 4023.0444 | 3669.7305 | 2881.7516 | 3213.8284 | 407498% | 6144.473 | 99.1% | 2832.9232 | 3592.3897 | 0 | 0 | 430848% | 5058.2009 | 66.67% | 6855.9676 | 10.0444 | 8.7137 | 13.6747
2099 | 16.3133 | 16.3151 | 10.5911 | 13.1337 | 19.5919 | 22.2005 | 16.3133 | 15.7802 | 14.2101 | 14.8842 | 17.6658 | 19.2516 | 5.43 | 5.386 | 5.43 | 5.2512 | 5.37 | 5.43 | 5.43 | 9.6142 | 9.4526 | 4.4519 | 6.591 | 12.4043 | 15.3898 | 16.3971 | 16.3085 | 8.1294 | 10.6178 | 23.3306 | 23.7995 | 0.4 | 0.3 | 0 | 0 | 3616.4234 | 3626 | 3529 | 3564.5 | 3680.5 | 3684 | 0.43115 | 0.43377 | 0.24924 | 0.30944 | 0.57811 | 0.5886 | 9.1831 | 8.23 | 8.23 | 8.23 | 8.2966 | 12.4019 | 9.1831 | 8.6472 | 8.23 | 8.23 | 9.9004 | 11.2534 | 14.4895 | 12.7837 | 6.8667 | 8.2281 | 20.3539 | 25.6244 | 0.27273 | 0.2 | 0 | 0.081818 | 1098.1261 | 1091 | 1008 | 1031 | 1165 | 1204 | 0.61174 | 0.55921 | 0.37278 | 0.41997 | 0.79377 | 0.95826 | 9.4332 | 9.0693 | 8.6013 | 8.9181 | 9.4004 | 10.2559 |  |  |  | 0.43198 | 0.5 | 0 | 0.5 | 0.5 | 0.5 | 89.19% | 0.48434 | 0.40144 | 0.43066 | 0 | 0.099555 | 0.58193 | 0.89875 | 80.18% | 0.50068 | 0 | 0 | 0 | 0 | 0 | 0 | 0 | 0% | 0 | 0.4352 | 0.5 | 0 | 0 | 0.5 | 0.87195 | 1.4316 | 72.07% | 0.60383 | 0.32046 | 0 | 0 | 0 | 0 | 0.66875 | 7.3741 | 12.61% | 2.5408 | 4023.0392 | 3669.7305 | 2881.7516 | 3213.8284 | 407498% | 6144.473 | 99.1% | 2832.9142 | 3592.3897 | 0 | 0 | 430848% | 5058.2009 | 66.67% | 6855.9535 | 10.0443 | 8.7137 | 13.6747
2100 | 16.3133 | 16.3151 | 10.5911 | 13.1337 | 19.5919 | 22.2005 | 16.3133 | 15.7802 | 14.2101 | 14.8842 | 17.6658 | 19.2516 | 5.43 | 5.386 | 5.43 | 5.2512 | 5.37 | 5.43 | 5.43 | 9.6142 | 9.4526 | 4.4519 | 6.591 | 12.4043 | 15.3898 | 16.3971 | 16.3085 | 8.1294 | 10.6178 | 23.3306 | 23.7995 | 0.4 | 0.3 | 0 | 0 | 3616.4234 | 3626 | 3529 | 3564.5 | 3680.5 | 3684 | 0.43115 | 0.43377 | 0.24924 | 0.30944 | 0.57811 | 0.5886 | 9.1831 | 8.23 | 8.23 | 8.23 | 8.2966 | 12.4019 | 9.1831 | 8.6472 | 8.23 | 8.23 | 9.9004 | 11.2534 | 14.489 | 12.783 | 6.8667 | 8.2281 | 20.3503 | 25.6244 | 0.27273 | 0.2 | 0 | 0.081818 | 1098.1171 | 1091 | 1008 | 1031 | 1165 | 1204 | 0.61174 | 0.55921 | 0.37278 | 0.41997 | 0.79377 | 0.95826 | 9.4331 | 9.0693 | 8.6013 | 8.9181 | 9.4004 | 10.2559 |  |  |  | 0.43198 | 0.5 | 0 | 0.5 | 0.5 | 0.5 | 89.19% | 0.48434 | 0.40145 | 0.43066 | 0 | 0.099555 | 0.58193 | 0.89875 | 80.18% | 0.50068 | 0 | 0 | 0 | 0 | 0 | 0 | 0 | 0% | 0 | 0.4352 | 0.5 | 0 | 0 | 0.5 | 0.87195 | 1.4316 | 72.07% | 0.60383 | 0.32035 | 0 | 0 | 0 | 0 | 0.66875 | 7.3741 | 12.61% | 2.5399 | 4023.0415 | 3669.7305 | 2881.7516 | 3213.8284 | 407498% | 6144.473 | 99.1% | 2832.8174 | 3592.3897 | 0 | 0 | 430848% | 5058.2009 | 66.67% | 6855.8589 | 10.0444 | 8.7137 | 13.6747
2101 | 16.3133 | 16.3151 | 10.5911 | 13.1337 | 19.5919 | 22.2005 | 16.3133 | 15.7802 | 14.2101 | 14.8842 | 17.6658 | 19.2516 | 5.43 | 5.386 | 5.43 | 5.2512 | 5.37 | 5.43 | 5.43 | 9.6142 | 9.4526 | 4.4519 | 6.591 | 12.4043 | 15.3898 | 16.3971 | 16.3085 | 8.1294 | 10.6178 | 23.3306 | 23.7995 | 0.4 | 0.3 | 0 | 0 | 3616.4234 | 3626 | 3529 | 3564.5 | 3680.5 | 3684 | 0.43115 | 0.43377 | 0.24924 | 0.30944 | 0.57811 | 0.5886 | 9.1831 | 8.23 | 8.23 | 8.23 | 8.2966 | 12.4019 | 9.1831 | 8.6472 | 8.23 | 8.23 | 9.9004 | 11.2534 | 14.493 | 12.7863 | 6.8667 | 8.2281 | 20.3473 | 25.6242 | 0.27273 | 0.2 | 0 | 0.081818 | 1098.1532 | 1091 | 1008 | 1031 | 1165 | 1204 | 0.6117 | 0.55921 | 0.37278 | 0.41997 | 0.79377 | 0.95826 | 9.4286 | 9.0644 | 8.6013 | 8.9126 | 9.3882 | 10.2559 |  |  |  | 0.43198 | 0.5 | 0 | 0.5 | 0.5 | 0.5 | 89.19% | 0.48434 | 0.40595 | 0.43557 | 0 | 0.11177 | 0.58738 | 0.89875 | 80.18% | 0.5063 | 0 | 0 | 0 | 0 | 0 | 0 | 0 | 0% | 0 | 0.4397 | 0.5 | 0 | 0 | 0.5 | 0.87195 | 1.4316 | 72.97% | 0.60255 | 0.32033 | 0 | 0 | 0 | 0 | 0.66875 | 7.3741 | 12.61% | 2.5397 | 4023.0376 | 3669.7305 | 2881.7516 | 3213.8284 | 407498% | 6144.473 | 99.1% | 2830.8393 | 3592.3897 | 0 | 0 | 430848% | 5058.2009 | 66.67% | 6853.8769 | 10.0443 | 8.7137 | 13.6747
2102 | 16.3133 | 16.3151 | 10.5911 | 13.1337 | 19.5919 | 22.2005 | 16.3133 | 15.7802 | 14.2101 | 14.8842 | 17.6658 | 19.2516 | 5.43 | 5.386 | 5.43 | 5.2512 | 5.37 | 5.43 | 5.43 | 9.6142 | 9.4526 | 4.4519 | 6.591 | 12.4043 | 15.3898 | 16.397 | 16.3085 | 8.1294 | 10.6178 | 23.3306 | 23.7995 | 0.4 | 0.3 | 0 | 0 | 3616.4234 | 3626 | 3529 | 3564.5 | 3680.5 | 3684 | 0.43115 | 0.43377 | 0.24924 | 0.30944 | 0.57811 | 0.5886 | 9.183 | 8.23 | 8.23 | 8.23 | 8.2966 | 12.4019 | 9.1831 | 8.6472 | 8.23 | 8.23 | 9.9004 | 11.2534 | 14.4924 | 12.7857 | 6.8667 | 8.2281 | 20.3459 | 25.6242 | 0.27273 | 0.2 | 0 | 0.081818 | 1098.1441 | 1091 | 1008 | 1031 | 1165 | 1204 | 0.61185 | 0.55921 | 0.37278 | 0.41997 | 0.79377 | 0.95826 | 9.4331 | 9.0693 | 8.6013 | 8.9126 | 9.4044 | 10.2559 |  |  |  | 0.43143 | 0.5 | 0 | 0.5 | 0.5 | 0.5 | 89.19% | 0.48372 | 0.402 | 0.43066 | 0 | 0.095649 | 0.58738 | 0.89875 | 79.28% | 0.50707 | 0 | 0 | 0 | 0 | 0 | 0 | 0 | 0% | 0 | 0.4352 | 0.5 | 0 | 0 | 0.5 | 0.87195 | 1.4316 | 72.07% | 0.60383 | 0.32032 | 0 | 0 | 0 | 0 | 0.66875 | 7.3741 | 12.61% | 2.5397 | 4023.0334 | 3669.7305 | 2881.7516 | 3213.8284 | 407498% | 6144.473 | 99.1% | 2833.0005 | 3592.3897 | 0 | 0 | 430848% | 5058.2009 | 66.67% | 6856.0339 | 10.0443 | 8.7137 | 13.6747
2103 | 16.3133 | 16.3151 | 10.5911 | 13.1337 | 19.5919 | 22.2005 | 16.3133 | 15.7802 | 14.2101 | 14.8842 | 17.6658 | 19.2516 | 5.43 | 5.386 | 5.43 | 5.2512 | 5.37 | 5.43 | 5.43 | 9.6142 | 9.4526 | 4.4519 | 6.591 | 12.4043 | 15.3898 | 16.397 | 16.3085 | 8.1294 | 10.6178 | 23.3306 | 23.7995 | 0.4 | 0.3 | 0 | 0 | 3616.4234 | 3626 | 3529 | 3564.5 | 3680.5 | 3684 | 0.43115 | 0.43377 | 0.24924 | 0.30944 | 0.57811 | 0.5886 | 9.183 | 8.23 | 8.23 | 8.23 | 8.2966 | 12.4019 | 9.1831 | 8.6472 | 8.23 | 8.23 | 9.9004 | 11.2534 | 14.4918 | 12.7851 | 6.8667 | 8.2281 | 20.3441 | 25.6242 | 0.27273 | 0.2 | 0 | 0.081818 | 1098.1532 | 1091 | 1008 | 1031 | 1165 | 1204 | 0.61183 | 0.55921 | 0.37278 | 0.41997 | 0.79377 | 0.95826 | 9.4331 | 9.0693 | 8.6013 | 8.9126 | 9.4043 | 10.2559 |  |  |  | 0.43143 | 0.5 | 0 | 0.5 | 0.5 | 0.5 | 89.19% | 0.48372 | 0.402 | 0.43066 | 0 | 0.095723 | 0.58738 | 0.89875 | 79.28% | 0.50707 | 0 | 0 | 0 | 0 | 0 | 0 | 0 | 0% | 0 | 0.4352 | 0.5 | 0 | 0 | 0.5 | 0.87195 | 1.4316 | 72.07% | 0.60383 | 0.32031 | 0 | 0 | 0 | 0 | 0.66875 | 7.3741 | 12.61% | 2.5396 | 4023.0297 | 3669.7305 | 2881.7516 | 3213.8284 | 407498% | 6144.473 | 99.1% | 2832.997 | 3592.3897 | 0 | 0 | 430848% | 5058.2009 | 66.67% | 6856.0267 | 10.0443 | 8.7137 | 13.6747
2104 | 16.3133 | 16.3151 | 10.5911 | 13.1337 | 19.5919 | 22.2005 | 16.3133 | 15.7802 | 14.2101 | 14.8842 | 17.6658 | 19.2516 | 5.43 | 5.386 | 5.43 | 5.2512 | 5.37 | 5.43 | 5.43 | 9.6142 | 9.4526 | 4.4519 | 6.591 | 12.4043 | 15.3898 | 16.397 | 16.3085 | 8.1294 | 10.6178 | 23.3306 | 23.7995 | 0.4 | 0.3 | 0 | 0 | 3616.4234 | 3626 | 3529 | 3564.5 | 3680.5 | 3684 | 0.43115 | 0.43377 | 0.24924 | 0.30944 | 0.57811 | 0.5886 | 9.183 | 8.23 | 8.23 | 8.23 | 8.2966 | 12.4019 | 9.1831 | 8.6472 | 8.23 | 8.23 | 9.9004 | 11.2534 | 14.4912 | 12.7845 | 6.8667 | 8.2281 | 20.3422 | 25.6242 | 0.27273 | 0.2 | 0 | 0.081818 | 1098.1532 | 1091 | 1008 | 1031 | 1165 | 1204 | 0.61185 | 0.55921 | 0.37278 | 0.41997 | 0.79377 | 0.95826 | 9.4331 | 9.0693 | 8.6013 | 8.9126 | 9.4043 | 10.2559 |  |  |  | 0.43143 | 0.5 | 0 | 0.5 | 0.5 | 0.5 | 89.19% | 0.48372 | 0.402 | 0.43066 | 0 | 0.095682 | 0.58738 | 0.89875 | 79.28% | 0.50707 | 0 | 0 | 0 | 0 | 0 | 0 | 0 | 0% | 0 | 0.4352 | 0.5 | 0 | 0 | 0.5 | 0.87195 | 1.4316 | 72.07% | 0.60383 | 0.32031 | 0 | 0 | 0 | 0 | 0.66875 | 7.3741 | 12.61% | 2.5396 | 4023.0264 | 3669.7305 | 2881.7516 | 3213.8284 | 407498% | 6144.473 | 99.1% | 2833.0331 | 3592.3897 | 0 | 0 | 430848% | 5058.2009 | 66.67% | 6856.0595 | 10.0443 | 8.7137 | 13.6747
2105 | 16.3133 | 16.3151 | 10.5911 | 13.1337 | 19.5919 | 22.2005 | 16.3133 | 15.7802 | 14.2101 | 14.8842 | 17.6658 | 19.2516 | 5.43 | 5.386 | 5.43 | 5.2512 | 5.37 | 5.43 | 5.43 | 9.6142 | 9.4526 | 4.4519 | 6.591 | 12.4043 | 15.3898 | 16.397 | 16.3085 | 8.1294 | 10.6178 | 23.3306 | 23.7995 | 0.4 | 0.3 | 0 | 0 | 3616.4234 | 3626 | 3529 | 3564.5 | 3680.5 | 3684 | 0.43115 | 0.43377 | 0.24924 | 0.30944 | 0.57811 | 0.5886 | 9.183 | 8.23 | 8.23 | 8.23 | 8.2966 | 12.4019 | 9.1831 | 8.6472 | 8.23 | 8.23 | 9.9004 | 11.2534 | 14.4906 | 12.7841 | 6.8667 | 8.2281 | 20.335 | 25.6242 | 0.27273 | 0.2 | 0 | 0.081818 | 1098.1441 | 1091 | 1008 | 1031 | 1165 | 1204 | 0.61185 | 0.55921 | 0.37278 | 0.41997 | 0.79377 | 0.95826 | 9.4331 | 9.0693 | 8.6013 | 8.9126 | 9.4043 | 10.2559 |  |  |  | 0.43143 | 0.5 | 0 | 0.5 | 0.5 | 0.5 | 89.19% | 0.48372 | 0.402 | 0.43066 | 0 | 0.095745 | 0.58738 | 0.89875 | 79.28% | 0.50707 | 0 | 0 | 0 | 0 | 0 | 0 | 0 | 0% | 0 | 0.4352 | 0.5 | 0 | 0 | 0.5 | 0.87195 | 1.4316 | 72.07% | 0.60383 | 0.3203 | 0 | 0 | 0 | 0 | 0.66875 | 7.3741 | 12.61% | 2.5395 | 4023.0233 | 3669.7305 | 2881.7516 | 3213.8284 | 407498% | 6144.473 | 99.1% | 2832.99 | 3592.3897 | 0 | 0 | 430848% | 5058.2009 | 66.67% | 6856.0133 | 10.0443 | 8.7137 | 13.6747
2106 | 16.3133 | 16.3151 | 10.5911 | 13.1337 | 19.5919 | 22.2005 | 16.3133 | 15.7802 | 14.2101 | 14.8842 | 17.6658 | 19.2516 | 5.43 | 5.386 | 5.43 | 5.2512 | 5.37 | 5.43 | 5.43 | 9.6142 | 9.4526 | 4.4519 | 6.591 | 12.4043 | 15.3898 | 16.397 | 16.3085 | 8.1294 | 10.6178 | 23.3306 | 23.7995 | 0.4 | 0.3 | 0 | 0 | 3616.4234 | 3626 | 3529 | 3564.5 | 3680.5 | 3684 | 0.43115 | 0.43377 | 0.24924 | 0.30944 | 0.57811 | 0.5886 | 9.183 | 8.23 | 8.23 | 8.23 | 8.2966 | 12.4019 | 9.183 | 8.6472 | 8.23 | 8.23 | 9.9004 | 11.2534 | 14.49 | 12.7756 | 6.8667 | 8.2281 | 20.3346 | 25.6242 | 0.27273 | 0.2 | 0 | 0.081818 | 1098.1532 | 1091 | 1008 | 1031 | 1165 | 1204 | 0.61183 | 0.55921 | 0.37278 | 0.41997 | 0.79377 | 0.95826 | 9.4331 | 9.0693 | 8.6013 | 8.9126 | 9.4042 | 10.2559 |  |  |  | 0.43143 | 0.5 | 0 | 0.5 | 0.5 | 0.5 | 89.19% | 0.48372 | 0.402 | 0.43066 | 0 | 0.095806 | 0.58738 | 0.89875 | 79.28% | 0.50707 | 0 | 0 | 0 | 0 | 0 | 0 | 0 | 0% | 0 | 0.4352 | 0.5 | 0 | 0 | 0.5 | 0.87195 | 1.4316 | 72.07% | 0.60383 | 0.32031 | 0 | 0 | 0 | 0 | 0.66875 | 7.3741 | 12.61% | 2.5396 | 4023.0304 | 3669.7305 | 2881.7516 | 3213.8284 | 407498% | 6144.473 | 99.1% | 2832.9932 | 3592.3897 | 0 | 0 | 430848% | 5058.2009 | 66.67% | 6856.0237 | 10.0443 | 8.7137 | 13.6747
2107 | 16.3133 | 16.3151 | 10.5911 | 13.1337 | 19.5919 | 22.2005 | 16.3133 | 15.7802 | 14.2101 | 14.8842 | 17.6658 | 19.2516 | 5.43 | 5.386 | 5.43 | 5.2512 | 5.37 | 5.43 | 5.43 | 9.6142 | 9.4526 | 4.4519 | 6.591 | 12.4043 | 15.3898 | 16.397 | 16.3085 | 8.1294 | 10.6178 | 23.3306 | 23.7995 | 0.4 | 0.3 | 0 | 0 | 3616.4234 | 3626 | 3529 | 3564.5 | 3680.5 | 3684 | 0.43115 | 0.43377 | 0.24924 | 0.30944 | 0.57811 | 0.5886 | 9.183 | 8.23 | 8.23 | 8.23 | 8.2966 | 12.4019 | 9.183 | 8.6472 | 8.23 | 8.23 | 9.9004 | 11.2534 | 14.4894 | 12.77 | 6.8667 | 8.2281 | 20.3346 | 25.6242 | 0.27273 | 0.2 | 0 | 0.081818 | 1098.1351 | 1091 | 1008 | 1031 | 1165 | 1204 | 0.61185 | 0.55921 | 0.37278 | 0.41997 | 0.79377 | 0.95826 | 9.4331 | 9.0693 | 8.6013 | 8.9126 | 9.4041 | 10.2559 |  |  |  | 0.43143 | 0.5 | 0 | 0.5 | 0.5 | 0.5 | 89.19% | 0.48372 | 0.402 | 0.43066 | 0 | 0.095859 | 0.58738 | 0.89875 | 79.28% | 0.50707 | 0 | 0 | 0 | 0 | 0 | 0 | 0 | 0% | 0 | 0.4352 | 0.5 | 0 | 0 | 0.5 | 0.87195 | 1.4316 | 72.07% | 0.60383 | 0.3203 | 0 | 0 | 0 | 0 | 0.66875 | 7.3741 | 12.61% | 2.5395 | 4023.0289 | 3669.7305 | 2881.7516 | 3213.8284 | 407498% | 6144.473 | 99.1% | 2832.9878 | 3592.3897 | 0 | 0 | 430848% | 5058.2009 | 66.67% | 6856.0167 | 10.0443 | 8.7137 | 13.6747
2108 | 16.3133 | 16.3151 | 10.5911 | 13.1337 | 19.5919 | 22.2005 | 16.3133 | 15.7802 | 14.2101 | 14.8842 | 17.6658 | 19.2516 | 5.43 | 5.386 | 5.43 | 5.2512 | 5.37 | 5.43 | 5.43 | 9.6142 | 9.4526 | 4.4519 | 6.591 | 12.4043 | 15.3898 | 16.397 | 16.3085 | 8.1294 | 10.6178 | 23.3306 | 23.7995 | 0.4 | 0.3 | 0 | 0 | 3616.4234 | 3626 | 3529 | 3564.5 | 3680.5 | 3684 | 0.43115 | 0.43377 | 0.24924 | 0.30944 | 0.57811 | 0.5886 | 9.183 | 8.23 | 8.23 | 8.23 | 8.2966 | 12.4019 | 9.183 | 8.6472 | 8.23 | 8.23 | 9.9004 | 11.2534 | 14.4889 | 12.7654 | 6.8667 | 8.2281 | 20.3345 | 25.6242 | 0.27273 | 0.2 | 0 | 0.081818 | 1098.1351 | 1091 | 1008 | 1031 | 1165 | 1204 | 0.6118 | 0.55921 | 0.37278 | 0.41997 | 0.79377 | 0.95826 | 9.4331 | 9.0693 | 8.6013 | 8.9126 | 9.4041 | 10.2559 |  |  |  | 0.43143 | 0.5 | 0 | 0.5 | 0.5 | 0.5 | 89.19% | 0.48372 | 0.40201 | 0.43066 | 0 | 0.095907 | 0.58738 | 0.89875 | 79.28% | 0.50708 | 0 | 0 | 0 | 0 | 0 | 0 | 0 | 0% | 0 | 0.4352 | 0.5 | 0 | 0 | 0.5 | 0.87195 | 1.4316 | 72.07% | 0.60383 | 0.3203 | 0 | 0 | 0 | 0 | 0.66875 | 7.3741 | 12.61% | 2.5395 | 4023.027 | 3669.7305 | 2881.7516 | 3213.8284 | 407498% | 6144.473 | 99.1% | 2832.9519 | 3592.3897 | 0 | 0 | 430848% | 5058.2009 | 66.67% | 6855.9789 | 10.0443 | 8.7137 | 13.6747
2109 | 16.3133 | 16.3151 | 10.5911 | 13.1337 | 19.5919 | 22.2005 | 16.3133 | 15.7802 | 14.2101 | 14.8842 | 17.6658 | 19.2516 | 5.43 | 5.386 | 5.43 | 5.2512 | 5.37 | 5.43 | 5.43 | 9.6142 | 9.4526 | 4.4519 | 6.591 | 12.4043 | 15.3898 | 16.397 | 16.3085 | 8.1294 | 10.6178 | 23.3306 | 23.7995 | 0.4 | 0.3 | 0 | 0 | 3616.4234 | 3626 | 3529 | 3564.5 | 3680.5 | 3684 | 0.43115 | 0.43377 | 0.24924 | 0.30944 | 0.57811 | 0.5886 | 9.183 | 8.23 | 8.23 | 8.23 | 8.2966 | 12.4019 | 9.183 | 8.6472 | 8.23 | 8.23 | 9.9004 | 11.2534 | 14.4883 | 12.7581 | 6.8667 | 8.2281 | 20.3344 | 25.6242 | 0.27273 | 0.2 | 0 | 0.081818 | 1098.1441 | 1091 | 1008 | 1031 | 1165 | 1204 | 0.6118 | 0.55921 | 0.37278 | 0.41997 | 0.79377 | 0.95826 | 9.4331 | 9.0693 | 8.6013 | 8.9126 | 9.404 | 10.2559 |  |  |  | 0.43143 | 0.5 | 0 | 0.5 | 0.5 | 0.5 | 89.19% | 0.48372 | 0.40201 | 0.43066 | 0 | 0.095951 | 0.58738 | 0.89875 | 79.28% | 0.50708 | 0 | 0 | 0 | 0 | 0 | 0 | 0 | 0% | 0 | 0.4352 | 0.5 | 0 | 0 | 0.5 | 0.87195 | 1.4316 | 72.07% | 0.60383 | 0.32031 | 0 | 0 | 0 | 0 | 0.66875 | 7.3741 | 12.61% | 2.5396 | 4023.0254 | 3669.7305 | 2881.7516 | 3213.8284 | 407498% | 6144.473 | 99.1% | 2832.9598 | 3592.3897 | 0 | 0 | 430848% | 5058.2009 | 66.67% | 6855.9853 | 10.0443 | 8.7137 | 13.6747
2110 | 16.3133 | 16.3151 | 10.5911 | 13.1337 | 19.5919 | 22.2005 | 16.3133 | 15.7802 | 14.2101 | 14.8842 | 17.6658 | 19.2516 | 5.43 | 5.386 | 5.43 | 5.2512 | 5.37 | 5.43 | 5.43 | 9.6142 | 9.4526 | 4.4519 | 6.591 | 12.4043 | 15.3898 | 16.397 | 16.3085 | 8.1294 | 10.6178 | 23.3306 | 23.7995 | 0.4 | 0.3 | 0 | 0 | 3616.4234 | 3626 | 3529 | 3564.5 | 3680.5 | 3684 | 0.43115 | 0.43377 | 0.24924 | 0.30944 | 0.57811 | 0.5886 | 9.183 | 8.23 | 8.23 | 8.23 | 8.2966 | 12.4019 | 9.183 | 8.6472 | 8.23 | 8.23 | 9.9004 | 11.2534 | 14.4877 | 12.7521 | 6.8667 | 8.2281 | 20.3344 | 25.6242 | 0.27273 | 0.2 | 0 | 0.081818 | 1098.1441 | 1091 | 1008 | 1031 | 1165 | 1204 | 0.61183 | 0.55921 | 0.37278 | 0.41997 | 0.79377 | 0.95826 | 9.4331 | 9.0693 | 8.6013 | 8.9126 | 9.4042 | 10.2559 |  |  |  | 0.43143 | 0.5 | 0 | 0.5 | 0.5 | 0.5 | 89.19% | 0.48372 | 0.402 | 0.43066 | 0 | 0.095835 | 0.58738 | 0.89875 | 79.28% | 0.50707 | 0 | 0 | 0 | 0 | 0 | 0 | 0 | 0% | 0 | 0.4352 | 0.5 | 0 | 0 | 0.5 | 0.87195 | 1.4316 | 72.07% | 0.60383 | 0.32029 | 0 | 0 | 0 | 0 | 0.66875 | 7.3741 | 12.61% | 2.5395 | 4023.0242 | 3669.7305 | 2881.7516 | 3213.8284 | 407498% | 6144.473 | 99.1% | 2832.9493 | 3592.3897 | 0 | 0 | 430848% | 5058.2009 | 66.67% | 6855.9734 | 10.0443 | 8.7137 | 13.6747
2111 | 16.3133 | 16.3151 | 10.5911 | 13.1337 | 19.5919 | 22.2005 | 16.3133 | 15.7802 | 14.2101 | 14.8842 | 17.6658 | 19.2516 | 5.43 | 5.386 | 5.43 | 5.2512 | 5.37 | 5.43 | 5.43 | 9.6142 | 9.4526 | 4.4519 | 6.591 | 12.4043 | 15.3898 | 16.397 | 16.3085 | 8.1294 | 10.6178 | 23.3306 | 23.7995 | 0.4 | 0.3 | 0 | 0 | 3616.4234 | 3626 | 3529 | 3564.5 | 3680.5 | 3684 | 0.43115 | 0.43377 | 0.24924 | 0.30944 | 0.57811 | 0.5886 | 9.183 | 8.23 | 8.23 | 8.23 | 8.2966 | 12.4019 | 9.183 | 8.6472 | 8.23 | 8.23 | 9.9004 | 11.2534 | 14.4872 | 12.7494 | 6.8667 | 8.2281 | 20.3343 | 25.6242 | 0.27273 | 0.2 | 0 | 0.081818 | 1098.1351 | 1091 | 1008 | 1031 | 1165 | 1204 | 0.61183 | 0.55921 | 0.37278 | 0.41997 | 0.79377 | 0.95826 | 9.4331 | 9.0693 | 8.6013 | 8.9126 | 9.4041 | 10.2559 |  |  |  | 0.43143 | 0.5 | 0 | 0.5 | 0.5 | 0.5 | 89.19% | 0.48372 | 0.402 | 0.43066 | 0 | 0.095868 | 0.58738 | 0.89875 | 79.28% | 0.50707 | 0 | 0 | 0 | 0 | 0 | 0 | 0 | 0% | 0 | 0.4352 | 0.5 | 0 | 0 | 0.5 | 0.87195 | 1.4316 | 72.07% | 0.60383 | 0.3203 | 0 | 0 | 0 | 0 | 0.66875 | 7.3741 | 12.61% | 2.5395 | 4023.0232 | 3669.7305 | 2881.7516 | 3213.8284 | 407498% | 6144.473 | 99.1% | 2832.9193 | 3592.3897 | 0 | 0 | 430848% | 5058.2009 | 66.67% | 6855.9424 | 10.0443 | 8.7137 | 13.6747
2112 | 16.3133 | 16.3151 | 10.5911 | 13.1337 | 19.5919 | 22.2005 | 16.3133 | 15.7802 | 14.2101 | 14.8842 | 17.6658 | 19.2516 | 5.43 | 5.386 | 5.43 | 5.2512 | 5.37 | 5.43 | 5.43 | 9.6142 | 9.4526 | 4.4519 | 6.591 | 12.4043 | 15.3898 | 16.397 | 16.3085 | 8.1294 | 10.6178 | 23.3306 | 23.7995 | 0.4 | 0.3 | 0 | 0 | 3616.4234 | 3626 | 3529 | 3564.5 | 3680.5 | 3684 | 0.43115 | 0.43377 | 0.24924 | 0.30944 | 0.57811 | 0.5886 | 9.183 | 8.23 | 8.23 | 8.23 | 8.2966 | 12.4019 | 9.183 | 8.6472 | 8.23 | 8.23 | 9.9004 | 11.2534 | 14.4866 | 12.7457 | 6.8667 | 8.2281 | 20.3342 | 25.6242 | 0.27273 | 0.2 | 0 | 0.081818 | 1098.1261 | 1091 | 1008 | 1031 | 1165 | 1204 | 0.6118 | 0.55921 | 0.37278 | 0.41997 | 0.79377 | 0.95826 | 9.4331 | 9.0693 | 8.6013 | 8.9126 | 9.4041 | 10.2559 |  |  |  | 0.43143 | 0.5 | 0 | 0.5 | 0.5 | 0.5 | 89.19% | 0.48372 | 0.40201 | 0.43066 | 0 | 0.095896 | 0.58738 | 0.89875 | 79.28% | 0.50707 | 0 | 0 | 0 | 0 | 0 | 0 | 0 | 0% | 0 | 0.4352 | 0.5 | 0 | 0 | 0.5 | 0.87195 | 1.4316 | 72.07% | 0.60383 | 0.3203 | 0 | 0 | 0 | 0 | 0.66875 | 7.3741 | 12.61% | 2.5395 | 4023.0225 | 3669.7305 | 2881.7516 | 3213.8284 | 407498% | 6144.473 | 99.1% | 2832.843 | 3592.3897 | 0 | 0 | 430848% | 5058.2009 | 66.67% | 6855.8655 | 10.0443 | 8.7137 | 13.6747
2113 | 16.3133 | 16.3151 | 10.5911 | 13.1337 | 19.5919 | 22.2005 | 16.3133 | 15.7802 | 14.2101 | 14.8842 | 17.6658 | 19.2516 | 5.43 | 5.386 | 5.43 | 5.2512 | 5.37 | 5.43 | 5.43 | 9.6142 | 9.4526 | 4.4519 | 6.591 | 12.4043 | 15.3898 | 16.397 | 16.3085 | 8.1294 | 10.6178 | 23.3306 | 23.7995 | 0.4 | 0.3 | 0 | 0 | 3616.4234 | 3626 | 3529 | 3564.5 | 3680.5 | 3684 | 0.43115 | 0.43377 | 0.24924 | 0.30944 | 0.57811 | 0.5886 | 9.183 | 8.23 | 8.23 | 8.23 | 8.2966 | 12.4019 | 9.183 | 8.6472 | 8.23 | 8.23 | 9.9004 | 11.2534 | 14.4861 | 12.742 | 6.8667 | 8.2281 | 20.3342 | 25.6242 | 0.27273 | 0.2 | 0 | 0.081818 | 1098.1081 | 1091 | 1008 | 1031 | 1165 | 1204 | 0.61178 | 0.55921 | 0.37278 | 0.41997 | 0.79377 | 0.95826 | 9.4331 | 9.0693 | 8.6013 | 8.9126 | 9.4041 | 10.2559 |  |  |  | 0.43143 | 0.5 | 0 | 0.5 | 0.5 | 0.5 | 89.19% | 0.48372 | 0.40201 | 0.43066 | 0 | 0.095918 | 0.58738 | 0.89875 | 79.28% | 0.50708 | 0 | 0 | 0 | 0 | 0 | 0 | 0 | 0% | 0 | 0.4352 | 0.5 | 0 | 0 | 0.5 | 0.87195 | 1.4316 | 72.07% | 0.60383 | 0.32029 | 0 | 0 | 0 | 0 | 0.66875 | 7.3741 | 12.61% | 2.5394 | 4023.0221 | 3669.7305 | 2881.7516 | 3213.8284 | 407498% | 6144.473 | 99.1% | 2832.767 | 3592.3897 | 0 | 0 | 430848% | 5058.2009 | 66.67% | 6855.7891 | 10.0443 | 8.7137 | 13.6747
2114 | 16.3133 | 16.3151 | 10.5911 | 13.1337 | 19.5919 | 22.2005 | 16.3133 | 15.7802 | 14.2101 | 14.8842 | 17.6658 | 19.2516 | 5.43 | 5.386 | 5.43 | 5.2512 | 5.37 | 5.43 | 5.43 | 9.6142 | 9.4526 | 4.4519 | 6.591 | 12.4043 | 15.3898 | 16.397 | 16.3085 | 8.1294 | 10.6178 | 23.3306 | 23.7995 | 0.4 | 0.3 | 0 | 0 | 3616.4234 | 3626 | 3529 | 3564.5 | 3680.5 | 3684 | 0.43115 | 0.43377 | 0.24924 | 0.30944 | 0.57811 | 0.5886 | 9.183 | 8.23 | 8.23 | 8.23 | 8.2966 | 12.4019 | 9.183 | 8.6472 | 8.23 | 8.23 | 9.9004 | 11.2534 | 14.4856 | 12.735 | 6.8667 | 8.2281 | 20.3341 | 25.6242 | 0.27273 | 0.2 | 0 | 0.081818 | 1098.0991 | 1090 | 1008 | 1031 | 1165 | 1204 | 0.61174 | 0.55921 | 0.37278 | 0.41997 | 0.79377 | 0.95826 | 9.4331 | 9.0693 | 8.6013 | 8.9126 | 9.4041 | 10.2559 |  |  |  | 0.43143 | 0.5 | 0 | 0.5 | 0.5 | 0.5 | 89.19% | 0.48372 | 0.40201 | 0.43066 | 0 | 0.095936 | 0.58738 | 0.89875 | 79.28% | 0.50708 | 0 | 0 | 0 | 0 | 0 | 0 | 0 | 0% | 0 | 0.4352 | 0.5 | 0 | 0 | 0.5 | 0.87195 | 1.4316 | 72.07% | 0.60383 | 0.32028 | 0 | 0 | 0 | 0 | 0.66875 | 7.3741 | 12.61% | 2.5394 | 4023.0221 | 3669.7305 | 2881.7516 | 3213.8284 | 407498% | 6144.473 | 99.1% | 2832.6918 | 3592.3897 | 0 | 0 | 430848% | 5058.2009 | 66.67% | 6855.7139 | 10.0443 | 8.7137 | 13.6747
2115 | 16.3133 | 16.3151 | 10.5911 | 13.1337 | 19.5919 | 22.2005 | 16.3133 | 15.7802 | 14.2101 | 14.8842 | 17.6658 | 19.2516 | 5.43 | 5.386 | 5.43 | 5.2512 | 5.37 | 5.43 | 5.43 | 9.6142 | 9.4526 | 4.4519 | 6.591 | 12.4043 | 15.3898 | 16.397 | 16.3085 | 8.1294 | 10.6178 | 23.3306 | 23.7995 | 0.4 | 0.3 | 0 | 0 | 3616.4234 | 3626 | 3529 | 3564.5 | 3680.5 | 3684 | 0.43115 | 0.43377 | 0.24924 | 0.30944 | 0.57811 | 0.5886 | 9.183 | 8.23 | 8.23 | 8.23 | 8.2966 | 12.4019 | 9.183 | 8.6472 | 8.23 | 8.23 | 9.9004 | 11.2534 | 14.4851 | 12.7341 | 6.8667 | 8.2281 | 20.3341 | 25.6242 | 0.27273 | 0.2 | 0 | 0.081818 | 1098.0991 | 1090 | 1008 | 1031 | 1165 | 1204 | 0.61171 | 0.55673 | 0.37278 | 0.41997 | 0.79377 | 0.95826 | 9.4331 | 9.0693 | 8.6013 | 8.9126 | 9.404 | 10.2559 |  |  |  | 0.43143 | 0.5 | 0 | 0.5 | 0.5 | 0.5 | 89.19% | 0.48372 | 0.40201 | 0.43066 | 0 | 0.09595 | 0.58738 | 0.89875 | 79.28% | 0.50708 | 0 | 0 | 0 | 0 | 0 | 0 | 0 | 0% | 0 | 0.4352 | 0.5 | 0 | 0 | 0.5 | 0.87195 | 1.4316 | 72.07% | 0.60383 | 0.32027 | 0 | 0 | 0 | 0 | 0.66875 | 7.3741 | 12.61% | 2.5393 | 4023.0221 | 3669.7305 | 2881.7516 | 3213.8284 | 407498% | 6144.473 | 99.1% | 2832.6519 | 3592.3897 | 0 | 0 | 430848% | 5058.2009 | 66.67% | 6855.674 | 10.0443 | 8.7137 | 13.6747
2116 | 16.3133 | 16.3151 | 10.5911 | 13.1337 | 19.5919 | 22.2005 | 16.3133 | 15.7802 | 14.2101 | 14.8842 | 17.6658 | 19.2516 | 5.43 | 5.386 | 5.43 | 5.2512 | 5.37 | 5.43 | 5.43 | 9.6142 | 9.4526 | 4.4519 | 6.591 | 12.4043 | 15.3898 | 16.397 | 16.3085 | 8.1294 | 10.6178 | 23.3306 | 23.7995 | 0.4 | 0.3 | 0 | 0 | 3616.4234 | 3626 | 3529 | 3564.5 | 3680.5 | 3684 | 0.43115 | 0.43377 | 0.24924 | 0.30944 | 0.57811 | 0.5886 | 9.183 | 8.23 | 8.23 | 8.23 | 8.2966 | 12.4019 | 9.183 | 8.6472 | 8.23 | 8.23 | 9.9004 | 11.2534 | 14.4847 | 12.7341 | 6.8667 | 8.2281 | 20.3341 | 25.6242 | 0.27273 | 0.2 | 0 | 0.081818 | 1098.0811 | 1090 | 1008 | 1031 | 1165 | 1204 | 0.61171 | 0.55673 | 0.37278 | 0.41997 | 0.79377 | 0.95826 | 9.433 | 9.0693 | 8.6013 | 8.9126 | 9.404 | 10.2559 |  |  |  | 0.43143 | 0.5 | 0 | 0.5 | 0.5 | 0.5 | 89.19% | 0.48372 | 0.40201 | 0.43066 | 0 | 0.095959 | 0.58738 | 0.89875 | 79.28% | 0.50708 | 0 | 0 | 0 | 0 | 0 | 0 | 0 | 0% | 0 | 0.4352 | 0.5 | 0 | 0 | 0.5 | 0.87195 | 1.4316 | 72.07% | 0.60383 | 0.32026 | 0 | 0 | 0 | 0 | 0.66875 | 7.3741 | 12.61% | 2.5392 | 4023.0221 | 3669.7305 | 2881.7516 | 3213.8284 | 407498% | 6144.473 | 99.1% | 2832.5755 | 3592.3897 | 0 | 0 | 430848% | 5058.2009 | 66.67% | 6855.5976 | 10.0443 | 8.7137 | 13.6747
2117 | 16.3133 | 16.3151 | 10.5911 | 13.1337 | 19.5919 | 22.2005 | 16.3133 | 15.7802 | 14.2101 | 14.8842 | 17.6658 | 19.2516 | 5.43 | 5.386 | 5.43 | 5.2512 | 5.37 | 5.43 | 5.43 | 9.6142 | 9.4526 | 4.4519 | 6.591 | 12.4043 | 15.3898 | 16.397 | 16.3085 | 8.1294 | 10.6178 | 23.3306 | 23.7995 | 0.4 | 0.3 | 0 | 0 | 3616.4234 | 3626 | 3529 | 3564.5 | 3680.5 | 3684 | 0.43115 | 0.43377 | 0.24924 | 0.30944 | 0.57811 | 0.5886 | 9.183 | 8.23 | 8.23 | 8.23 | 8.2966 | 12.4019 | 9.183 | 8.6472 | 8.23 | 8.23 | 9.9004 | 11.2534 | 14.4843 | 12.734 | 6.8667 | 8.2281 | 20.334 | 25.6242 | 0.27273 | 0.2 | 0 | 0.081818 | 1098.0721 | 1090 | 1008 | 1031 | 1165 | 1204 | 0.61167 | 0.55673 | 0.37278 | 0.41997 | 0.79377 | 0.95826 | 9.433 | 9.0693 | 8.6013 | 8.9126 | 9.404 | 10.2559 |  |  |  | 0.43143 | 0.5 | 0 | 0.5 | 0.5 | 0.5 | 89.19% | 0.48372 | 0.40201 | 0.43066 | 0 | 0.095964 | 0.58738 | 0.89875 | 79.28% | 0.50708 | 0 | 0 | 0 | 0 | 0 | 0 | 0 | 0% | 0 | 0.4352 | 0.5 | 0 | 0 | 0.5 | 0.87195 | 1.4316 | 72.07% | 0.60383 | 0.32026 | 0 | 0 | 0 | 0 | 0.66875 | 7.3741 | 12.61% | 2.5392 | 4023.0221 | 3669.7305 | 2881.7516 | 3213.8284 | 407498% | 6144.473 | 99.1% | 2832.4993 | 3592.3897 | 0 | 0 | 430848% | 5058.2009 | 66.67% | 6855.5214 | 10.0443 | 8.7137 | 13.6747
2118 | 16.3133 | 16.3151 | 10.5911 | 13.1337 | 19.5919 | 22.2005 | 16.3133 | 15.7802 | 14.2101 | 14.8842 | 17.6658 | 19.2516 | 5.43 | 5.386 | 5.43 | 5.2512 | 5.37 | 5.43 | 5.43 | 9.6142 | 9.4526 | 4.4519 | 6.591 | 12.4043 | 15.3898 | 16.397 | 16.3085 | 8.1294 | 10.6178 | 23.3306 | 23.7995 | 0.4 | 0.3 | 0 | 0 | 3616.4234 | 3626 | 3529 | 3564.5 | 3680.5 | 3684 | 0.43115 | 0.43377 | 0.24924 | 0.30944 | 0.57811 | 0.5886 | 9.183 | 8.23 | 8.23 | 8.23 | 8.2966 | 12.4019 | 9.183 | 8.6472 | 8.23 | 8.23 | 9.9004 | 11.2534 | 14.484 | 12.7338 | 6.8667 | 8.2281 | 20.334 | 25.6242 | 0.27273 | 0.2 | 0 | 0.081818 | 1098.0541 | 1090 | 1008 | 1031 | 1165 | 1204 | 0.61165 | 0.55673 | 0.37278 | 0.41997 | 0.79377 | 0.95826 | 9.433 | 9.0693 | 8.6013 | 8.9126 | 9.404 | 10.2559 |  |  |  | 0.43143 | 0.5 | 0 | 0.5 | 0.5 | 0.5 | 89.19% | 0.48372 | 0.40201 | 0.43066 | 0 | 0.095964 | 0.58738 | 0.89875 | 79.28% | 0.50708 | 0 | 0 | 0 | 0 | 0 | 0 | 0 | 0% | 0 | 0.4352 | 0.5 | 0 | 0 | 0.5 | 0.87195 | 1.4316 | 72.07% | 0.60383 | 0.32025 | 0 | 0 | 0 | 0 | 0.66875 | 7.3741 | 12.61% | 2.5391 | 4023.0221 | 3669.7305 | 2881.7516 | 3213.8284 | 407498% | 6144.473 | 99.1% | 2832.4616 | 3592.3897 | 0 | 0 | 430848% | 5058.2009 | 66.67% | 6855.4837 | 10.0443 | 8.7137 | 13.6747
Average | 16.3169 | [18 empty] | 9.8037 | [5 empty] | 16.922 | [9 empty] | 3623.077 | [5 empty] | 0.44251 | [5 empty] | 9.3297 | Min Rel | 7.1053 |  |  |  | 9.3329 | [5 empty] | 14.9899 | [9 empty] | 1104.1755 | [5 empty] | 0.62754 | [5 empty] | 9.5755 | [24 empty] | 0 | [6 empty] | 0% |  | 0.35723 | [6 empty] | 61.24% | [6 empty] | max | 8.526 | 15.83% | 2.4829 | 4150.7853 | [5 empty] | 99.5% | 3106.2835 | [5 empty] | 72.55%
DO NOT DELETE LINES 300 - 499
FCY |  |  | 2008 | 2009 | 2010 | 2011 | 2012 | 2013 | 2014 | 2015 | 2016 | 2017 | 2018 | 2019 | 2020 | 2021 | 2022 | 2023 | 2024 | 2025 | 2026 | 2027 | 2028 | 2029 | 2030 | 2031 | 2032 | 2033 | 2034 | 2035 | 2036 | 2037 | 2038 | 2039 | 2040 | 2041 | 2042 | 2043 | 2044 | 2045 | 2046 | 2047 | 2048 | 2049 | 2050 | 2051 | 2052 | 2053 | 2054 | 2055 | 2056 | 2057 | 2058 | 2059 | 2060 | 2061 | 2062 | 2063 | 2064 | 2065 | 2066 | 2067 | 2068 | 2069 | 2070 | 2071 | 2072 | 2073 | 2074 | 2075 | 2076 | 2077 | 2078 | 2079 | 2080 | 2081 | 2082 | 2083 | 2084 | 2085 | 2086 | 2087 | 2088 | 2089 | 2090 | 2091 | 2092 | 2093 | 2094 | 2095 | 2096 | 2097 | 2098 | 2099 | 2100 | 2101 | 2102 | 2103 | 2104 | 2105 | 2106 | 2107 | 2108 | 2109 | 2110 | 2111 | 2112 | 2113 | 2114 | 2115 | 2116 | 2117 | 2118
NAT FLOW | avg |  | #DIV/0! | #DIV/0! | #DIV/0! | #DIV/0! | #DIV/0! | #DIV/0! | #DIV/0! | #DIV/0! | #DIV/0! | #DIV/0! | #DIV/0! | #DIV/0! | #DIV/0! | #DIV/0! | #DIV/0! | #DIV/0! | #DIV/0! | #DIV/0! | #DIV/0! | #DIV/0! | #DIV/0! | #DIV/0! | #DIV/0! | #DIV/0! | #DIV/0! | #DIV/0! | #DIV/0! | #DIV/0! | #DIV/0! | #DIV/0! | #DIV/0! | #DIV/0! | #DIV/0! | #DIV/0! | #DIV/0! | #DIV/0! | #DIV/0! | #DIV/0! | #DIV/0! | #DIV/0! | #DIV/0! | #DIV/0! | #DIV/0! | #DIV/0! | #DIV/0! | #DIV/0! | #DIV/0! | #DIV/0! | #DIV/0! | #DIV/0! | #DIV/0! | #DIV/0! | #DIV/0! | #DIV/0! | #DIV/0! | #DIV/0! | #DIV/0! | #DIV/0! | #DIV/0! | #DIV/0! | #DIV/0! | #DIV/0! | #DIV/0! | #DIV/0! | #DIV/0! | #DIV/0! | #DIV/0! | #DIV/0! | #DIV/0! | #DIV/0! | #DIV/0! | #DIV/0! | #DIV/0! | #DIV/0! | #DIV/0! | #DIV/0! | #DIV/0! | #DIV/0! | #DIV/0! | #DIV/0! | #DIV/0! | #DIV/0! | #DIV/0! | #DIV/0! | #DIV/0! | #DIV/0! | #DIV/0! | #DIV/0! | #DIV/0! | #DIV/0! | #DIV/0! | #DIV/0! | #DIV/0! | #DIV/0! | #DIV/0! | #DIV/0! | #DIV/0! | #DIV/0! | #DIV/0! | #DIV/0! | #DIV/0! | #DIV/0! | #DIV/0! | #DIV/0! | #DIV/0! | #DIV/0! | #DIV/0! | #DIV/0! | #DIV/0! | #DIV/0! | #DIV/0!
| median |  | #VALUE! | #VALUE! | #VALUE! | #VALUE! | #VALUE! | #VALUE! | #VALUE! | #VALUE! | #VALUE! | #VALUE! | #VALUE! | #VALUE! | #VALUE! | #VALUE! | #VALUE! | #VALUE! | #VALUE! | #VALUE! | #VALUE! | #VALUE! | #VALUE! | #VALUE! | #VALUE! | #VALUE! | #VALUE! | #VALUE! | #VALUE! | #VALUE! | #VALUE! | #VALUE! | #VALUE! | #VALUE! | #VALUE! | #VALUE! | #VALUE! | #VALUE! | #VALUE! | #VALUE! | #VALUE! | #VALUE! | #VALUE! | #VALUE! | #VALUE! | #VALUE! | #VALUE! | #VALUE! | #VALUE! | #VALUE! | #VALUE! | #VALUE! | #VALUE! | #VALUE! | #VALUE! | #VALUE! | #VALUE! | #VALUE! | #VALUE! | #VALUE! | #VALUE! | #VALUE! | #VALUE! | #VALUE! | #VALUE! | #VALUE! | #VALUE! | #VALUE! | #VALUE! | #VALUE! | #VALUE! | #VALUE! | #VALUE! | #VALUE! | #VALUE! | #VALUE! | #VALUE! | #VALUE! | #VALUE! | #VALUE! | #VALUE! | #VALUE! | #VALUE! | #VALUE! | #VALUE! | #VALUE! | #VALUE! | #VALUE! | #VALUE! | #VALUE! | #VALUE! | #VALUE! | #VALUE! | #VALUE! | #VALUE! | #VALUE! | #VALUE! | #VALUE! | #VALUE! | #VALUE! | #VALUE! | #VALUE! | #VALUE! | #VALUE! | #VALUE! | #VALUE! | #VALUE! | #VALUE! | #VALUE! | #VALUE! | #VALUE! | #VALUE! | #VALUE!
| 10th |  | #VALUE! | #VALUE! | #VALUE! | #VALUE! | #VALUE! | #VALUE! | #VALUE! | #VALUE! | #VALUE! | #VALUE! | #VALUE! | #VALUE! | #VALUE! | #VALUE! | #VALUE! | #VALUE! | #VALUE! | #VALUE! | #VALUE! | #VALUE! | #VALUE! | #VALUE! | #VALUE! | #VALUE! | #VALUE! | #VALUE! | #VALUE! | #VALUE! | #VALUE! | #VALUE! | #VALUE! | #VALUE! | #VALUE! | #VALUE! | #VALUE! | #VALUE! | #VALUE! | #VALUE! | #VALUE! | #VALUE! | #VALUE! | #VALUE! | #VALUE! | #VALUE! | #VALUE! | #VALUE! | #VALUE! | #VALUE! | #VALUE! | #VALUE! | #VALUE! | #VALUE! | #VALUE! | #VALUE! | #VALUE! | #VALUE! | #VALUE! | #VALUE! | #VALUE! | #VALUE! | #VALUE! | #VALUE! | #VALUE! | #VALUE! | #VALUE! | #VALUE! | #VALUE! | #VALUE! | #VALUE! | #VALUE! | #VALUE! | #VALUE! | #VALUE! | #VALUE! | #VALUE! | #VALUE! | #VALUE! | #VALUE! | #VALUE! | #VALUE! | #VALUE! | #VALUE! | #VALUE! | #VALUE! | #VALUE! | #VALUE! | #VALUE! | #VALUE! | #VALUE! | #VALUE! | #VALUE! | #VALUE! | #VALUE! | #VALUE! | #VALUE! | #VALUE! | #VALUE! | #VALUE! | #VALUE! | #VALUE! | #VALUE! | #VALUE! | #VALUE! | #VALUE! | #VALUE! | #VALUE! | #VALUE! | #VALUE! | #VALUE! | #VALUE! | #VALUE!
| 25th |  | #VALUE! | #VALUE! | #VALUE! | #VALUE! | #VALUE! | #VALUE! | #VALUE! | #VALUE! | #VALUE! | #VALUE! | #VALUE! | #VALUE! | #VALUE! | #VALUE! | #VALUE! | #VALUE! | #VALUE! | #VALUE! | #VALUE! | #VALUE! | #VALUE! | #VALUE! | #VALUE! | #VALUE! | #VALUE! | #VALUE! | #VALUE! | #VALUE! | #VALUE! | #VALUE! | #VALUE! | #VALUE! | #VALUE! | #VALUE! | #VALUE! | #VALUE! | #VALUE! | #VALUE! | #VALUE! | #VALUE! | #VALUE! | #VALUE! | #VALUE! | #VALUE! | #VALUE! | #VALUE! | #VALUE! | #VALUE! | #VALUE! | #VALUE! | #VALUE! | #VALUE! | #VALUE! | #VALUE! | #VALUE! | #VALUE! | #VALUE! | #VALUE! | #VALUE! | #VALUE! | #VALUE! | #VALUE! | #VALUE! | #VALUE! | #VALUE! | #VALUE! | #VALUE! | #VALUE! | #VALUE! | #VALUE! | #VALUE! | #VALUE! | #VALUE! | #VALUE! | #VALUE! | #VALUE! | #VALUE! | #VALUE! | #VALUE! | #VALUE! | #VALUE! | #VALUE! | #VALUE! | #VALUE! | #VALUE! | #VALUE! | #VALUE! | #VALUE! | #VALUE! | #VALUE! | #VALUE! | #VALUE! | #VALUE! | #VALUE! | #VALUE! | #VALUE! | #VALUE! | #VALUE! | #VALUE! | #VALUE! | #VALUE! | #VALUE! | #VALUE! | #VALUE! | #VALUE! | #VALUE! | #VALUE! | #VALUE! | #VALUE! | #VALUE! | #VALUE!
| 75th |  | #VALUE! | #VALUE! | #VALUE! | #VALUE! | #VALUE! | #VALUE! | #VALUE! | #VALUE! | #VALUE! | #VALUE! | #VALUE! | #VALUE! | #VALUE! | #VALUE! | #VALUE! | #VALUE! | #VALUE! | #VALUE! | #VALUE! | #VALUE! | #VALUE! | #VALUE! | #VALUE! | #VALUE! | #VALUE! | #VALUE! | #VALUE! | #VALUE! | #VALUE! | #VALUE! | #VALUE! | #VALUE! | #VALUE! | #VALUE! | #VALUE! | #VALUE! | #VALUE! | #VALUE! | #VALUE! | #VALUE! | #VALUE! | #VALUE! | #VALUE! | #VALUE! | #VALUE! | #VALUE! | #VALUE! | #VALUE! | #VALUE! | #VALUE! | #VALUE! | #VALUE! | #VALUE! | #VALUE! | #VALUE! | #VALUE! | #VALUE! | #VALUE! | #VALUE! | #VALUE! | #VALUE! | #VALUE! | #VALUE! | #VALUE! | #VALUE! | #VALUE! | #VALUE! | #VALUE! | #VALUE! | #VALUE! | #VALUE! | #VALUE! | #VALUE! | #VALUE! | #VALUE! | #VALUE! | #VALUE! | #VALUE! | #VALUE! | #VALUE! | #VALUE! | #VALUE! | #VALUE! | #VALUE! | #VALUE! | #VALUE! | #VALUE! | #VALUE! | #VALUE! | #VALUE! | #VALUE! | #VALUE! | #VALUE! | #VALUE! | #VALUE! | #VALUE! | #VALUE! | #VALUE! | #VALUE! | #VALUE! | #VALUE! | #VALUE! | #VALUE! | #VALUE! | #VALUE! | #VALUE! | #VALUE! | #VALUE! | #VALUE! | #VALUE! | #VALUE!
| 90th |  | #VALUE! | #VALUE! | #VALUE! | #VALUE! | #VALUE! | #VALUE! | #VALUE! | #VALUE! | #VALUE! | #VALUE! | #VALUE! | #VALUE! | #VALUE! | #VALUE! | #VALUE! | #VALUE! | #VALUE! | #VALUE! | #VALUE! | #VALUE! | #VALUE! | #VALUE! | #VALUE! | #VALUE! | #VALUE! | #VALUE! | #VALUE! | #VALUE! | #VALUE! | #VALUE! | #VALUE! | #VALUE! | #VALUE! | #VALUE! | #VALUE! | #VALUE! | #VALUE! | #VALUE! | #VALUE! | #VALUE! | #VALUE! | #VALUE! | #VALUE! | #VALUE! | #VALUE! | #VALUE! | #VALUE! | #VALUE! | #VALUE! | #VALUE! | #VALUE! | #VALUE! | #VALUE! | #VALUE! | #VALUE! | #VALUE! | #VALUE! | #VALUE! | #VALUE! | #VALUE! | #VALUE! | #VALUE! | #VALUE! | #VALUE! | #VALUE! | #VALUE! | #VALUE! | #VALUE! | #VALUE! | #VALUE! | #VALUE! | #VALUE! | #VALUE! | #VALUE! | #VALUE! | #VALUE! | #VALUE! | #VALUE! | #VALUE! | #VALUE! | #VALUE! | #VALUE! | #VALUE! | #VALUE! | #VALUE! | #VALUE! | #VALUE! | #VALUE! | #VALUE! | #VALUE! | #VALUE! | #VALUE! | #VALUE! | #VALUE! | #VALUE! | #VALUE! | #VALUE! | #VALUE! | #VALUE! | #VALUE! | #VALUE! | #VALUE! | #VALUE! | #VALUE! | #VALUE! | #VALUE! | #VALUE! | #VALUE! | #VALUE! | #VALUE! | #VALUE!
10 YEAR NATURAL | avg | [10 empty] | #DIV/0! | #DIV/0! | #DIV/0! | #DIV/0! | #DIV/0! | #DIV/0! | #DIV/0! | #DIV/0! | #DIV/0! | #DIV/0! | #DIV/0! | #DIV/0! | #DIV/0! | #DIV/0! | #DIV/0! | #DIV/0! | #DIV/0! | #DIV/0! | #DIV/0! | #DIV/0! | #DIV/0! | #DIV/0! | #DIV/0! | #DIV/0! | #DIV/0! | #DIV/0! | #DIV/0! | #DIV/0! | #DIV/0! | #DIV/0! | #DIV/0! | #DIV/0! | #DIV/0! | #DIV/0! | #DIV/0! | #DIV/0! | #DIV/0! | #DIV/0! | #DIV/0! | #DIV/0! | #DIV/0! | #DIV/0! | #DIV/0! | #DIV/0! | #DIV/0! | #DIV/0! | #DIV/0! | #DIV/0! | #DIV/0! | #DIV/0! | #DIV/0! | #DIV/0! | #DIV/0! | #DIV/0! | #DIV/0! | #DIV/0! | #DIV/0! | #DIV/0! | #DIV/0! | #DIV/0! | #DIV/0! | #DIV/0! | #DIV/0! | #DIV/0! | #DIV/0! | #DIV/0! | #DIV/0! | #DIV/0! | #DIV/0! | #DIV/0! | #DIV/0! | #DIV/0! | #DIV/0! | #DIV/0! | #DIV/0! | #DIV/0! | #DIV/0! | #DIV/0! | #DIV/0! | #DIV/0! | #DIV/0! | #DIV/0! | #DIV/0! | #DIV/0! | #DIV/0! | #DIV/0! | #DIV/0! | #DIV/0! | #DIV/0! | #DIV/0! | #DIV/0! | #DIV/0! | #DIV/0! | #DIV/0! | #DIV/0! | #DIV/0! | #DIV/0! | #DIV/0! | #DIV/0! | #DIV/0! | #DIV/0! | #DIV/0!
| median | [10 empty] | #VALUE! | #VALUE! | #VALUE! | #VALUE! | #VALUE! | #VALUE! | #VALUE! | #VALUE! | #VALUE! | #VALUE! | #VALUE! | #VALUE! | #VALUE! | #VALUE! | #VALUE! | #VALUE! | #VALUE! | #VALUE! | #VALUE! | #VALUE! | #VALUE! | #VALUE! | #VALUE! | #VALUE! | #VALUE! | #VALUE! | #VALUE! | #VALUE! | #VALUE! | #VALUE! | #VALUE! | #VALUE! | #VALUE! | #VALUE! | #VALUE! | #VALUE! | #VALUE! | #VALUE! | #VALUE! | #VALUE! | #VALUE! | #VALUE! | #VALUE! | #VALUE! | #VALUE! | #VALUE! | #VALUE! | #VALUE! | #VALUE! | #VALUE! | #VALUE! | #VALUE! | #VALUE! | #VALUE! | #VALUE! | #VALUE! | #VALUE! | #VALUE! | #VALUE! | #VALUE! | #VALUE! | #VALUE! | #VALUE! | #VALUE! | #VALUE! | #VALUE! | #VALUE! | #VALUE! | #VALUE! | #VALUE! | #VALUE! | #VALUE! | #VALUE! | #VALUE! | #VALUE! | #VALUE! | #VALUE! | #VALUE! | #VALUE! | #VALUE! | #VALUE! | #VALUE! | #VALUE! | #VALUE! | #VALUE! | #VALUE! | #VALUE! | #VALUE! | #VALUE! | #VALUE! | #VALUE! | #VALUE! | #VALUE! | #VALUE! | #VALUE! | #VALUE! | #VALUE! | #VALUE! | #VALUE! | #VALUE! | #VALUE! | #VALUE!
| 10th | [10 empty] | #VALUE! | #VALUE! | #VALUE! | #VALUE! | #VALUE! | #VALUE! | #VALUE! | #VALUE! | #VALUE! | #VALUE! | #VALUE! | #VALUE! | #VALUE! | #VALUE! | #VALUE! | #VALUE! | #VALUE! | #VALUE! | #VALUE! | #VALUE! | #VALUE! | #VALUE! | #VALUE! | #VALUE! | #VALUE! | #VALUE! | #VALUE! | #VALUE! | #VALUE! | #VALUE! | #VALUE! | #VALUE! | #VALUE! | #VALUE! | #VALUE! | #VALUE! | #VALUE! | #VALUE! | #VALUE! | #VALUE! | #VALUE! | #VALUE! | #VALUE! | #VALUE! | #VALUE! | #VALUE! | #VALUE! | #VALUE! | #VALUE! | #VALUE! | #VALUE! | #VALUE! | #VALUE! | #VALUE! | #VALUE! | #VALUE! | #VALUE! | #VALUE! | #VALUE! | #VALUE! | #VALUE! | #VALUE! | #VALUE! | #VALUE! | #VALUE! | #VALUE! | #VALUE! | #VALUE! | #VALUE! | #VALUE! | #VALUE! | #VALUE! | #VALUE! | #VALUE! | #VALUE! | #VALUE! | #VALUE! | #VALUE! | #VALUE! | #VALUE! | #VALUE! | #VALUE! | #VALUE! | #VALUE! | #VALUE! | #VALUE! | #VALUE! | #VALUE! | #VALUE! | #VALUE! | #VALUE! | #VALUE! | #VALUE! | #VALUE! | #VALUE! | #VALUE! | #VALUE! | #VALUE! | #VALUE! | #VALUE! | #VALUE! | #VALUE!
| 25th | [10 empty] | #VALUE! | #VALUE! | #VALUE! | #VALUE! | #VALUE! | #VALUE! | #VALUE! | #VALUE! | #VALUE! | #VALUE! | #VALUE! | #VALUE! | #VALUE! | #VALUE! | #VALUE! | #VALUE! | #VALUE! | #VALUE! | #VALUE! | #VALUE! | #VALUE! | #VALUE! | #VALUE! | #VALUE! | #VALUE! | #VALUE! | #VALUE! | #VALUE! | #VALUE! | #VALUE! | #VALUE! | #VALUE! | #VALUE! | #VALUE! | #VALUE! | #VALUE! | #VALUE! | #VALUE! | #VALUE! | #VALUE! | #VALUE! | #VALUE! | #VALUE! | #VALUE! | #VALUE! | #VALUE! | #VALUE! | #VALUE! | #VALUE! | #VALUE! | #VALUE! | #VALUE! | #VALUE! | #VALUE! | #VALUE! | #VALUE! | #VALUE! | #VALUE! | #VALUE! | #VALUE! | #VALUE! | #VALUE! | #VALUE! | #VALUE! | #VALUE! | #VALUE! | #VALUE! | #VALUE! | #VALUE! | #VALUE! | #VALUE! | #VALUE! | #VALUE! | #VALUE! | #VALUE! | #VALUE! | #VALUE! | #VALUE! | #VALUE! | #VALUE! | #VALUE! | #VALUE! | #VALUE! | #VALUE! | #VALUE! | #VALUE! | #VALUE! | #VALUE! | #VALUE! | #VALUE! | #VALUE! | #VALUE! | #VALUE! | #VALUE! | #VALUE! | #VALUE! | #VALUE! | #VALUE! | #VALUE! | #VALUE! | #VALUE! | #VALUE!
| 75th | [10 empty] | #VALUE! | #VALUE! | #VALUE! | #VALUE! | #VALUE! | #VALUE! | #VALUE! | #VALUE! | #VALUE! | #VALUE! | #VALUE! | #VALUE! | #VALUE! | #VALUE! | #VALUE! | #VALUE! | #VALUE! | #VALUE! | #VALUE! | #VALUE! | #VALUE! | #VALUE! | #VALUE! | #VALUE! | #VALUE! | #VALUE! | #VALUE! | #VALUE! | #VALUE! | #VALUE! | #VALUE! | #VALUE! | #VALUE! | #VALUE! | #VALUE! | #VALUE! | #VALUE! | #VALUE! | #VALUE! | #VALUE! | #VALUE! | #VALUE! | #VALUE! | #VALUE! | #VALUE! | #VALUE! | #VALUE! | #VALUE! | #VALUE! | #VALUE! | #VALUE! | #VALUE! | #VALUE! | #VALUE! | #VALUE! | #VALUE! | #VALUE! | #VALUE! | #VALUE! | #VALUE! | #VALUE! | #VALUE! | #VALUE! | #VALUE! | #VALUE! | #VALUE! | #VALUE! | #VALUE! | #VALUE! | #VALUE! | #VALUE! | #VALUE! | #VALUE! | #VALUE! | #VALUE! | #VALUE! | #VALUE! | #VALUE! | #VALUE! | #VALUE! | #VALUE! | #VALUE! | #VALUE! | #VALUE! | #VALUE! | #VALUE! | #VALUE! | #VALUE! | #VALUE! | #VALUE! | #VALUE! | #VALUE! | #VALUE! | #VALUE! | #VALUE! | #VALUE! | #VALUE! | #VALUE! | #VALUE! | #VALUE! | #VALUE! | #VALUE!
| 90th | [10 empty] | #VALUE! | #VALUE! | #VALUE! | #VALUE! | #VALUE! | #VALUE! | #VALUE! | #VALUE! | #VALUE! | #VALUE! | #VALUE! | #VALUE! | #VALUE! | #VALUE! | #VALUE! | #VALUE! | #VALUE! | #VALUE! | #VALUE! | #VALUE! | #VALUE! | #VALUE! | #VALUE! | #VALUE! | #VALUE! | #VALUE! | #VALUE! | #VALUE! | #VALUE! | #VALUE! | #VALUE! | #VALUE! | #VALUE! | #VALUE! | #VALUE! | #VALUE! | #VALUE! | #VALUE! | #VALUE! | #VALUE! | #VALUE! | #VALUE! | #VALUE! | #VALUE! | #VALUE! | #VALUE! | #VALUE! | #VALUE! | #VALUE! | #VALUE! | #VALUE! | #VALUE! | #VALUE! | #VALUE! | #VALUE! | #VALUE! | #VALUE! | #VALUE! | #VALUE! | #VALUE! | #VALUE! | #VALUE! | #VALUE! | #VALUE! | #VALUE! | #VALUE! | #VALUE! | #VALUE! | #VALUE! | #VALUE! | #VALUE! | #VALUE! | #VALUE! | #VALUE! | #VALUE! | #VALUE! | #VALUE! | #VALUE! | #VALUE! | #VALUE! | #VALUE! | #VALUE! | #VALUE! | #VALUE! | #VALUE! | #VALUE! | #VALUE! | #VALUE! | #VALUE! | #VALUE! | #VALUE! | #VALUE! | #VALUE! | #VALUE! | #VALUE! | #VALUE! | #VALUE! | #VALUE! | #VALUE! | #VALUE! | #VALUE! | #VALUE!
UB DEMAND | avg |  | #DIV/0! | #DIV/0! | #DIV/0! | #DIV/0! | #DIV/0! | #DIV/0! | #DIV/0! | #DIV/0! | #DIV/0! | #DIV/0! | #DIV/0! | #DIV/0! | #DIV/0! | #DIV/0! | #DIV/0! | #DIV/0! | #DIV/0! | #DIV/0! | #DIV/0! | #DIV/0! | #DIV/0! | #DIV/0! | #DIV/0! | #DIV/0! | #DIV/0! | #DIV/0! | #DIV/0! | #DIV/0! | #DIV/0! | #DIV/0! | #DIV/0! | #DIV/0! | #DIV/0! | #DIV/0! | #DIV/0! | #DIV/0! | #DIV/0! | #DIV/0! | #DIV/0! | #DIV/0! | #DIV/0! | #DIV/0! | #DIV/0! | #DIV/0! | #DIV/0! | #DIV/0! | #DIV/0! | #DIV/0! | #DIV/0! | #DIV/0! | #DIV/0! | #DIV/0! | #DIV/0! | #DIV/0! | #DIV/0! | #DIV/0! | #DIV/0! | #DIV/0! | #DIV/0! | #DIV/0! | #DIV/0! | #DIV/0! | #DIV/0! | #DIV/0! | #DIV/0! | #DIV/0! | #DIV/0! | #DIV/0! | #DIV/0! | #DIV/0! | #DIV/0! | #DIV/0! | #DIV/0! | #DIV/0! | #DIV/0! | #DIV/0! | #DIV/0! | #DIV/0! | #DIV/0! | #DIV/0! | #DIV/0! | #DIV/0! | #DIV/0! | #DIV/0! | #DIV/0! | #DIV/0! | #DIV/0! | #DIV/0! | #DIV/0! | #DIV/0! | #DIV/0! | #DIV/0! | #DIV/0! | #DIV/0! | #DIV/0! | #DIV/0! | #DIV/0! | #DIV/0! | #DIV/0! | #DIV/0! | #DIV/0! | #DIV/0! | #DIV/0! | #DIV/0! | #DIV/0! | #DIV/0! | #DIV/0! | #DIV/0! | #DIV/0! | #DIV/0! | #DIV/0!
UB USE | avg |  | 4.65 | 4.5268 | 4.68 | 4.695 | 4.71 | 4.725 | 4.74 | 4.5768 | 4.77 | 4.785 | 4.8 | 4.815 | 4.83 | 4.7865 | 4.86 | 4.875 | 4.89 | 4.905 | 4.92 | 4.935 | 4.95 | 4.965 | 4.98 | 4.995 | 5.01 | 5.025 | 5.04 | 5.055 | 5.07 | 5.085 | 5.1 | 5.115 | 5.13 | 5.145 | 5.16 | 5.175 | 4.9736 | 5.205 | 5.1793 | 4.9179 | 5.2169 | 5.265 | 5.28 | 5.295 | 5.2486 | 5.1462 | 5.34 | 5.355 | 5.37 | 5.385 | 5.4 | 5.3207 | 5.43 | 5.43 | 5.43 | 5.43 | 5.4072 | 5.43 | 5.3428 | 5.2004 | 5.2721 | 5.3579 | 5.43 | 5.43 | 5.2438 | 5.3815 | 5.2446 | 5.43 | 5.2451 | 5.3226 | 5.43 | 5.3638 | 5.3732 | 5.43 | 5.43 | 5.43 | 5.43 | 5.4035 | 5.43 | 5.43 | 5.43 | 5.3472 | 5.0571 | 5.43 | 5.43 | 5.43 | 5.2216 | 5.43 | 5.43 | 5.43 | 5.43 | 5.43 | 5.43 | 5.3727 | 5.2895 | 5.2485 | 5.393 | 5.3311 | 5.43 | 5.3164 | 5.43 | 5.43 | 5.43 | 5.43 | 5.43 | 5.3393 | 5.3316 | 5.0919 | 5.3016 | 5.2488 | 5.43
| median |  | 4.65 | 4.5268 | 4.68 | 4.695 | 4.71 | 4.725 | 4.74 | 4.5768 | 4.77 | 4.785 | 4.8 | 4.815 | 4.83 | 4.7865 | 4.86 | 4.875 | 4.89 | 4.905 | 4.92 | 4.935 | 4.95 | 4.965 | 4.98 | 4.995 | 5.01 | 5.025 | 5.04 | 5.055 | 5.07 | 5.085 | 5.1 | 5.115 | 5.13 | 5.145 | 5.16 | 5.175 | 4.9736 | 5.205 | 5.1793 | 4.9179 | 5.2169 | 5.265 | 5.28 | 5.295 | 5.2486 | 5.1462 | 5.34 | 5.355 | 5.37 | 5.385 | 5.4 | 5.3207 | 5.43 | 5.43 | 5.43 | 5.43 | 5.4072 | 5.43 | 5.3428 | 5.2004 | 5.2721 | 5.3579 | 5.43 | 5.43 | 5.2438 | 5.3815 | 5.2446 | 5.43 | 5.2451 | 5.3226 | 5.43 | 5.3638 | 5.3732 | 5.43 | 5.43 | 5.43 | 5.43 | 5.4035 | 5.43 | 5.43 | 5.43 | 5.3472 | 5.0571 | 5.43 | 5.43 | 5.43 | 5.2216 | 5.43 | 5.43 | 5.43 | 5.43 | 5.43 | 5.43 | 5.3727 | 5.2895 | 5.2485 | 5.393 | 5.3311 | 5.43 | 5.3164 | 5.43 | 5.43 | 5.43 | 5.43 | 5.43 | 5.3393 | 5.3316 | 5.0919 | 5.3016 | 5.2488 | 5.43
| 10th |  | 4.65 | 4.5268 | 4.68 | 4.695 | 4.71 | 4.725 | 4.74 | 4.5768 | 4.77 | 4.785 | 4.8 | 4.815 | 4.83 | 4.7865 | 4.86 | 4.875 | 4.89 | 4.905 | 4.92 | 4.935 | 4.95 | 4.965 | 4.98 | 4.995 | 5.01 | 5.025 | 5.04 | 5.055 | 5.07 | 5.085 | 5.1 | 5.115 | 5.13 | 5.145 | 5.16 | 5.175 | 4.9736 | 5.205 | 5.1793 | 4.9179 | 5.2169 | 5.265 | 5.28 | 5.295 | 5.2486 | 5.1462 | 5.34 | 5.355 | 5.37 | 5.385 | 5.4 | 5.3207 | 5.43 | 5.43 | 5.43 | 5.43 | 5.4072 | 5.43 | 5.3428 | 5.2004 | 5.2721 | 5.3579 | 5.43 | 5.43 | 5.2438 | 5.3815 | 5.2446 | 5.43 | 5.2451 | 5.3226 | 5.43 | 5.3638 | 5.3732 | 5.43 | 5.43 | 5.43 | 5.43 | 5.4035 | 5.43 | 5.43 | 5.43 | 5.3472 | 5.0571 | 5.43 | 5.43 | 5.43 | 5.2216 | 5.43 | 5.43 | 5.43 | 5.43 | 5.43 | 5.43 | 5.3727 | 5.2895 | 5.2485 | 5.393 | 5.3311 | 5.43 | 5.3164 | 5.43 | 5.43 | 5.43 | 5.43 | 5.43 | 5.3393 | 5.3316 | 5.0919 | 5.3016 | 5.2488 | 5.43
| 25th |  | 4.65 | 4.5268 | 4.68 | 4.695 | 4.71 | 4.725 | 4.74 | 4.5768 | 4.77 | 4.785 | 4.8 | 4.815 | 4.83 | 4.7865 | 4.86 | 4.875 | 4.89 | 4.905 | 4.92 | 4.935 | 4.95 | 4.965 | 4.98 | 4.995 | 5.01 | 5.025 | 5.04 | 5.055 | 5.07 | 5.085 | 5.1 | 5.115 | 5.13 | 5.145 | 5.16 | 5.175 | 4.9736 | 5.205 | 5.1793 | 4.9179 | 5.2169 | 5.265 | 5.28 | 5.295 | 5.2486 | 5.1462 | 5.34 | 5.355 | 5.37 | 5.385 | 5.4 | 5.3207 | 5.43 | 5.43 | 5.43 | 5.43 | 5.4072 | 5.43 | 5.3428 | 5.2004 | 5.2721 | 5.3579 | 5.43 | 5.43 | 5.2438 | 5.3815 | 5.2446 | 5.43 | 5.2451 | 5.3226 | 5.43 | 5.3638 | 5.3732 | 5.43 | 5.43 | 5.43 | 5.43 | 5.4035 | 5.43 | 5.43 | 5.43 | 5.3472 | 5.0571 | 5.43 | 5.43 | 5.43 | 5.2216 | 5.43 | 5.43 | 5.43 | 5.43 | 5.43 | 5.43 | 5.3727 | 5.2895 | 5.2485 | 5.393 | 5.3311 | 5.43 | 5.3164 | 5.43 | 5.43 | 5.43 | 5.43 | 5.43 | 5.3393 | 5.3316 | 5.0919 | 5.3016 | 5.2488 | 5.43
| 75th |  | 4.65 | 4.5268 | 4.68 | 4.695 | 4.71 | 4.725 | 4.74 | 4.5768 | 4.77 | 4.785 | 4.8 | 4.815 | 4.83 | 4.7865 | 4.86 | 4.875 | 4.89 | 4.905 | 4.92 | 4.935 | 4.95 | 4.965 | 4.98 | 4.995 | 5.01 | 5.025 | 5.04 | 5.055 | 5.07 | 5.085 | 5.1 | 5.115 | 5.13 | 5.145 | 5.16 | 5.175 | 4.9736 | 5.205 | 5.1793 | 4.9179 | 5.2169 | 5.265 | 5.28 | 5.295 | 5.2486 | 5.1462 | 5.34 | 5.355 | 5.37 | 5.385 | 5.4 | 5.3207 | 5.43 | 5.43 | 5.43 | 5.43 | 5.4072 | 5.43 | 5.3428 | 5.2004 | 5.2721 | 5.3579 | 5.43 | 5.43 | 5.2438 | 5.3815 | 5.2446 | 5.43 | 5.2451 | 5.3226 | 5.43 | 5.3638 | 5.3732 | 5.43 | 5.43 | 5.43 | 5.43 | 5.4035 | 5.43 | 5.43 | 5.43 | 5.3472 | 5.0571 | 5.43 | 5.43 | 5.43 | 5.2216 | 5.43 | 5.43 | 5.43 | 5.43 | 5.43 | 5.43 | 5.3727 | 5.2895 | 5.2485 | 5.393 | 5.3311 | 5.43 | 5.3164 | 5.43 | 5.43 | 5.43 | 5.43 | 5.43 | 5.3393 | 5.3316 | 5.0919 | 5.3016 | 5.2488 | 5.43
| 90th |  | 4.65 | 4.5268 | 4.68 | 4.695 | 4.71 | 4.725 | 4.74 | 4.5768 | 4.77 | 4.785 | 4.8 | 4.815 | 4.83 | 4.7865 | 4.86 | 4.875 | 4.89 | 4.905 | 4.92 | 4.935 | 4.95 | 4.965 | 4.98 | 4.995 | 5.01 | 5.025 | 5.04 | 5.055 | 5.07 | 5.085 | 5.1 | 5.115 | 5.13 | 5.145 | 5.16 | 5.175 | 4.9736 | 5.205 | 5.1793 | 4.9179 | 5.2169 | 5.265 | 5.28 | 5.295 | 5.2486 | 5.1462 | 5.34 | 5.355 | 5.37 | 5.385 | 5.4 | 5.3207 | 5.43 | 5.43 | 5.43 | 5.43 | 5.4072 | 5.43 | 5.3428 | 5.2004 | 5.2721 | 5.3579 | 5.43 | 5.43 | 5.2438 | 5.3815 | 5.2446 | 5.43 | 5.2451 | 5.3226 | 5.43 | 5.3638 | 5.3732 | 5.43 | 5.43 | 5.43 | 5.43 | 5.4035 | 5.43 | 5.43 | 5.43 | 5.3472 | 5.0571 | 5.43 | 5.43 | 5.43 | 5.2216 | 5.43 | 5.43 | 5.43 | 5.43 | 5.43 | 5.43 | 5.3727 | 5.2895 | 5.2485 | 5.393 | 5.3311 | 5.43 | 5.3164 | 5.43 | 5.43 | 5.43 | 5.43 | 5.43 | 5.3393 | 5.3316 | 5.0919 | 5.3016 | 5.2488 | 5.43
INFLOW TO LP | avg |  | #DIV/0! | #DIV/0! | #DIV/0! | #DIV/0! | #DIV/0! | #DIV/0! | #DIV/0! | #DIV/0! | #DIV/0! | #DIV/0! | #DIV/0! | #DIV/0! | #DIV/0! | #DIV/0! | #DIV/0! | #DIV/0! | #DIV/0! | #DIV/0! | #DIV/0! | #DIV/0! | #DIV/0! | #DIV/0! | #DIV/0! | #DIV/0! | #DIV/0! | #DIV/0! | #DIV/0! | #DIV/0! | #DIV/0! | #DIV/0! | #DIV/0! | #DIV/0! | #DIV/0! | #DIV/0! | #DIV/0! | #DIV/0! | #DIV/0! | #DIV/0! | #DIV/0! | #DIV/0! | #DIV/0! | #DIV/0! | #DIV/0! | #DIV/0! | #DIV/0! | #DIV/0! | #DIV/0! | #DIV/0! | #DIV/0! | #DIV/0! | #DIV/0! | #DIV/0! | #DIV/0! | #DIV/0! | #DIV/0! | #DIV/0! | #DIV/0! | #DIV/0! | #DIV/0! | #DIV/0! | #DIV/0! | #DIV/0! | #DIV/0! | #DIV/0! | #DIV/0! | #DIV/0! | #DIV/0! | #DIV/0! | #DIV/0! | #DIV/0! | #DIV/0! | #DIV/0! | #DIV/0! | #DIV/0! | #DIV/0! | #DIV/0! | #DIV/0! | #DIV/0! | #DIV/0! | #DIV/0! | #DIV/0! | #DIV/0! | #DIV/0! | #DIV/0! | #DIV/0! | #DIV/0! | #DIV/0! | #DIV/0! | #DIV/0! | #DIV/0! | #DIV/0! | #DIV/0! | #DIV/0! | #DIV/0! | #DIV/0! | #DIV/0! | #DIV/0! | #DIV/0! | #DIV/0! | #DIV/0! | #DIV/0! | #DIV/0! | #DIV/0! | #DIV/0! | #DIV/0! | #DIV/0! | #DIV/0! | #DIV/0! | #DIV/0! | #DIV/0! | #DIV/0!
| median |  | #VALUE! | #VALUE! | #VALUE! | #VALUE! | #VALUE! | #VALUE! | #VALUE! | #VALUE! | #VALUE! | #VALUE! | #VALUE! | #VALUE! | #VALUE! | #VALUE! | #VALUE! | #VALUE! | #VALUE! | #VALUE! | #VALUE! | #VALUE! | #VALUE! | #VALUE! | #VALUE! | #VALUE! | #VALUE! | #VALUE! | #VALUE! | #VALUE! | #VALUE! | #VALUE! | #VALUE! | #VALUE! | #VALUE! | #VALUE! | #VALUE! | #VALUE! | #VALUE! | #VALUE! | #VALUE! | #VALUE! | #VALUE! | #VALUE! | #VALUE! | #VALUE! | #VALUE! | #VALUE! | #VALUE! | #VALUE! | #VALUE! | #VALUE! | #VALUE! | #VALUE! | #VALUE! | #VALUE! | #VALUE! | #VALUE! | #VALUE! | #VALUE! | #VALUE! | #VALUE! | #VALUE! | #VALUE! | #VALUE! | #VALUE! | #VALUE! | #VALUE! | #VALUE! | #VALUE! | #VALUE! | #VALUE! | #VALUE! | #VALUE! | #VALUE! | #VALUE! | #VALUE! | #VALUE! | #VALUE! | #VALUE! | #VALUE! | #VALUE! | #VALUE! | #VALUE! | #VALUE! | #VALUE! | #VALUE! | #VALUE! | #VALUE! | #VALUE! | #VALUE! | #VALUE! | #VALUE! | #VALUE! | #VALUE! | #VALUE! | #VALUE! | #VALUE! | #VALUE! | #VALUE! | #VALUE! | #VALUE! | #VALUE! | #VALUE! | #VALUE! | #VALUE! | #VALUE! | #VALUE! | #VALUE! | #VALUE! | #VALUE! | #VALUE! | #VALUE!
| 10th |  | #VALUE! | #VALUE! | #VALUE! | #VALUE! | #VALUE! | #VALUE! | #VALUE! | #VALUE! | #VALUE! | #VALUE! | #VALUE! | #VALUE! | #VALUE! | #VALUE! | #VALUE! | #VALUE! | #VALUE! | #VALUE! | #VALUE! | #VALUE! | #VALUE! | #VALUE! | #VALUE! | #VALUE! | #VALUE! | #VALUE! | #VALUE! | #VALUE! | #VALUE! | #VALUE! | #VALUE! | #VALUE! | #VALUE! | #VALUE! | #VALUE! | #VALUE! | #VALUE! | #VALUE! | #VALUE! | #VALUE! | #VALUE! | #VALUE! | #VALUE! | #VALUE! | #VALUE! | #VALUE! | #VALUE! | #VALUE! | #VALUE! | #VALUE! | #VALUE! | #VALUE! | #VALUE! | #VALUE! | #VALUE! | #VALUE! | #VALUE! | #VALUE! | #VALUE! | #VALUE! | #VALUE! | #VALUE! | #VALUE! | #VALUE! | #VALUE! | #VALUE! | #VALUE! | #VALUE! | #VALUE! | #VALUE! | #VALUE! | #VALUE! | #VALUE! | #VALUE! | #VALUE! | #VALUE! | #VALUE! | #VALUE! | #VALUE! | #VALUE! | #VALUE! | #VALUE! | #VALUE! | #VALUE! | #VALUE! | #VALUE! | #VALUE! | #VALUE! | #VALUE! | #VALUE! | #VALUE! | #VALUE! | #VALUE! | #VALUE! | #VALUE! | #VALUE! | #VALUE! | #VALUE! | #VALUE! | #VALUE! | #VALUE! | #VALUE! | #VALUE! | #VALUE! | #VALUE! | #VALUE! | #VALUE! | #VALUE! | #VALUE! | #VALUE! | #VALUE!
| 25th |  | #VALUE! | #VALUE! | #VALUE! | #VALUE! | #VALUE! | #VALUE! | #VALUE! | #VALUE! | #VALUE! | #VALUE! | #VALUE! | #VALUE! | #VALUE! | #VALUE! | #VALUE! | #VALUE! | #VALUE! | #VALUE! | #VALUE! | #VALUE! | #VALUE! | #VALUE! | #VALUE! | #VALUE! | #VALUE! | #VALUE! | #VALUE! | #VALUE! | #VALUE! | #VALUE! | #VALUE! | #VALUE! | #VALUE! | #VALUE! | #VALUE! | #VALUE! | #VALUE! | #VALUE! | #VALUE! | #VALUE! | #VALUE! | #VALUE! | #VALUE! | #VALUE! | #VALUE! | #VALUE! | #VALUE! | #VALUE! | #VALUE! | #VALUE! | #VALUE! | #VALUE! | #VALUE! | #VALUE! | #VALUE! | #VALUE! | #VALUE! | #VALUE! | #VALUE! | #VALUE! | #VALUE! | #VALUE! | #VALUE! | #VALUE! | #VALUE! | #VALUE! | #VALUE! | #VALUE! | #VALUE! | #VALUE! | #VALUE! | #VALUE! | #VALUE! | #VALUE! | #VALUE! | #VALUE! | #VALUE! | #VALUE! | #VALUE! | #VALUE! | #VALUE! | #VALUE! | #VALUE! | #VALUE! | #VALUE! | #VALUE! | #VALUE! | #VALUE! | #VALUE! | #VALUE! | #VALUE! | #VALUE! | #VALUE! | #VALUE! | #VALUE! | #VALUE! | #VALUE! | #VALUE! | #VALUE! | #VALUE! | #VALUE! | #VALUE! | #VALUE! | #VALUE! | #VALUE! | #VALUE! | #VALUE! | #VALUE! | #VALUE! | #VALUE! | #VALUE!
| 75th |  | #VALUE! | #VALUE! | #VALUE! | #VALUE! | #VALUE! | #VALUE! | #VALUE! | #VALUE! | #VALUE! | #VALUE! | #VALUE! | #VALUE! | #VALUE! | #VALUE! | #VALUE! | #VALUE! | #VALUE! | #VALUE! | #VALUE! | #VALUE! | #VALUE! | #VALUE! | #VALUE! | #VALUE! | #VALUE! | #VALUE! | #VALUE! | #VALUE! | #VALUE! | #VALUE! | #VALUE! | #VALUE! | #VALUE! | #VALUE! | #VALUE! | #VALUE! | #VALUE! | #VALUE! | #VALUE! | #VALUE! | #VALUE! | #VALUE! | #VALUE! | #VALUE! | #VALUE! | #VALUE! | #VALUE! | #VALUE! | #VALUE! | #VALUE! | #VALUE! | #VALUE! | #VALUE! | #VALUE! | #VALUE! | #VALUE! | #VALUE! | #VALUE! | #VALUE! | #VALUE! | #VALUE! | #VALUE! | #VALUE! | #VALUE! | #VALUE! | #VALUE! | #VALUE! | #VALUE! | #VALUE! | #VALUE! | #VALUE! | #VALUE! | #VALUE! | #VALUE! | #VALUE! | #VALUE! | #VALUE! | #VALUE! | #VALUE! | #VALUE! | #VALUE! | #VALUE! | #VALUE! | #VALUE! | #VALUE! | #VALUE! | #VALUE! | #VALUE! | #VALUE! | #VALUE! | #VALUE! | #VALUE! | #VALUE! | #VALUE! | #VALUE! | #VALUE! | #VALUE! | #VALUE! | #VALUE! | #VALUE! | #VALUE! | #VALUE! | #VALUE! | #VALUE! | #VALUE! | #VALUE! | #VALUE! | #VALUE! | #VALUE! | #VALUE! | #VALUE!
| 90th |  | #VALUE! | #VALUE! | #VALUE! | #VALUE! | #VALUE! | #VALUE! | #VALUE! | #VALUE! | #VALUE! | #VALUE! | #VALUE! | #VALUE! | #VALUE! | #VALUE! | #VALUE! | #VALUE! | #VALUE! | #VALUE! | #VALUE! | #VALUE! | #VALUE! | #VALUE! | #VALUE! | #VALUE! | #VALUE! | #VALUE! | #VALUE! | #VALUE! | #VALUE! | #VALUE! | #VALUE! | #VALUE! | #VALUE! | #VALUE! | #VALUE! | #VALUE! | #VALUE! | #VALUE! | #VALUE! | #VALUE! | #VALUE! | #VALUE! | #VALUE! | #VALUE! | #VALUE! | #VALUE! | #VALUE! | #VALUE! | #VALUE! | #VALUE! | #VALUE! | #VALUE! | #VALUE! | #VALUE! | #VALUE! | #VALUE! | #VALUE! | #VALUE! | #VALUE! | #VALUE! | #VALUE! | #VALUE! | #VALUE! | #VALUE! | #VALUE! | #VALUE! | #VALUE! | #VALUE! | #VALUE! | #VALUE! | #VALUE! | #VALUE! | #VALUE! | #VALUE! | #VALUE! | #VALUE! | #VALUE! | #VALUE! | #VALUE! | #VALUE! | #VALUE! | #VALUE! | #VALUE! | #VALUE! | #VALUE! | #VALUE! | #VALUE! | #VALUE! | #VALUE! | #VALUE! | #VALUE! | #VALUE! | #VALUE! | #VALUE! | #VALUE! | #VALUE! | #VALUE! | #VALUE! | #VALUE! | #VALUE! | #VALUE! | #VALUE! | #VALUE! | #VALUE! | #VALUE! | #VALUE! | #VALUE! | #VALUE! | #VALUE! | #VALUE! | #VALUE!
POWELL STORAGE | avg |  | #DIV/0! | #DIV/0! | #DIV/0! | #DIV/0! | #DIV/0! | #DIV/0! | #DIV/0! | #DIV/0! | #DIV/0! | #DIV/0! | #DIV/0! | #DIV/0! | #DIV/0! | #DIV/0! | #DIV/0! | #DIV/0! | #DIV/0! | #DIV/0! | #DIV/0! | #DIV/0! | #DIV/0! | #DIV/0! | #DIV/0! | #DIV/0! | #DIV/0! | #DIV/0! | #DIV/0! | #DIV/0! | #DIV/0! | #DIV/0! | #DIV/0! | #DIV/0! | #DIV/0! | #DIV/0! | #DIV/0! | #DIV/0! | #DIV/0! | #DIV/0! | #DIV/0! | #DIV/0! | #DIV/0! | #DIV/0! | #DIV/0! | #DIV/0! | #DIV/0! | #DIV/0! | #DIV/0! | #DIV/0! | #DIV/0! | #DIV/0! | #DIV/0! | #DIV/0! | #DIV/0! | #DIV/0! | #DIV/0! | #DIV/0! | #DIV/0! | #DIV/0! | #DIV/0! | #DIV/0! | #DIV/0! | #DIV/0! | #DIV/0! | #DIV/0! | #DIV/0! | #DIV/0! | #DIV/0! | #DIV/0! | #DIV/0! | #DIV/0! | #DIV/0! | #DIV/0! | #DIV/0! | #DIV/0! | #DIV/0! | #DIV/0! | #DIV/0! | #DIV/0! | #DIV/0! | #DIV/0! | #DIV/0! | #DIV/0! | #DIV/0! | #DIV/0! | #DIV/0! | #DIV/0! | #DIV/0! | #DIV/0! | #DIV/0! | #DIV/0! | #DIV/0! | #DIV/0! | #DIV/0! | #DIV/0! | #DIV/0! | #DIV/0! | #DIV/0! | #DIV/0! | #DIV/0! | #DIV/0! | #DIV/0! | #DIV/0! | #DIV/0! | #DIV/0! | #DIV/0! | #DIV/0! | #DIV/0! | #DIV/0! | #DIV/0! | #DIV/0! | #DIV/0!
| median |  | #VALUE! | #VALUE! | #VALUE! | #VALUE! | #VALUE! | #VALUE! | #VALUE! | #VALUE! | #VALUE! | #VALUE! | #VALUE! | #VALUE! | #VALUE! | #VALUE! | #VALUE! | #VALUE! | #VALUE! | #VALUE! | #VALUE! | #VALUE! | #VALUE! | #VALUE! | #VALUE! | #VALUE! | #VALUE! | #VALUE! | #VALUE! | #VALUE! | #VALUE! | #VALUE! | #VALUE! | #VALUE! | #VALUE! | #VALUE! | #VALUE! | #VALUE! | #VALUE! | #VALUE! | #VALUE! | #VALUE! | #VALUE! | #VALUE! | #VALUE! | #VALUE! | #VALUE! | #VALUE! | #VALUE! | #VALUE! | #VALUE! | #VALUE! | #VALUE! | #VALUE! | #VALUE! | #VALUE! | #VALUE! | #VALUE! | #VALUE! | #VALUE! | #VALUE! | #VALUE! | #VALUE! | #VALUE! | #VALUE! | #VALUE! | #VALUE! | #VALUE! | #VALUE! | #VALUE! | #VALUE! | #VALUE! | #VALUE! | #VALUE! | #VALUE! | #VALUE! | #VALUE! | #VALUE! | #VALUE! | #VALUE! | #VALUE! | #VALUE! | #VALUE! | #VALUE! | #VALUE! | #VALUE! | #VALUE! | #VALUE! | #VALUE! | #VALUE! | #VALUE! | #VALUE! | #VALUE! | #VALUE! | #VALUE! | #VALUE! | #VALUE! | #VALUE! | #VALUE! | #VALUE! | #VALUE! | #VALUE! | #VALUE! | #VALUE! | #VALUE! | #VALUE! | #VALUE! | #VALUE! | #VALUE! | #VALUE! | #VALUE! | #VALUE! | #VALUE!
| 10th |  | #VALUE! | #VALUE! | #VALUE! | #VALUE! | #VALUE! | #VALUE! | #VALUE! | #VALUE! | #VALUE! | #VALUE! | #VALUE! | #VALUE! | #VALUE! | #VALUE! | #VALUE! | #VALUE! | #VALUE! | #VALUE! | #VALUE! | #VALUE! | #VALUE! | #VALUE! | #VALUE! | #VALUE! | #VALUE! | #VALUE! | #VALUE! | #VALUE! | #VALUE! | #VALUE! | #VALUE! | #VALUE! | #VALUE! | #VALUE! | #VALUE! | #VALUE! | #VALUE! | #VALUE! | #VALUE! | #VALUE! | #VALUE! | #VALUE! | #VALUE! | #VALUE! | #VALUE! | #VALUE! | #VALUE! | #VALUE! | #VALUE! | #VALUE! | #VALUE! | #VALUE! | #VALUE! | #VALUE! | #VALUE! | #VALUE! | #VALUE! | #VALUE! | #VALUE! | #VALUE! | #VALUE! | #VALUE! | #VALUE! | #VALUE! | #VALUE! | #VALUE! | #VALUE! | #VALUE! | #VALUE! | #VALUE! | #VALUE! | #VALUE! | #VALUE! | #VALUE! | #VALUE! | #VALUE! | #VALUE! | #VALUE! | #VALUE! | #VALUE! | #VALUE! | #VALUE! | #VALUE! | #VALUE! | #VALUE! | #VALUE! | #VALUE! | #VALUE! | #VALUE! | #VALUE! | #VALUE! | #VALUE! | #VALUE! | #VALUE! | #VALUE! | #VALUE! | #VALUE! | #VALUE! | #VALUE! | #VALUE! | #VALUE! | #VALUE! | #VALUE! | #VALUE! | #VALUE! | #VALUE! | #VALUE! | #VALUE! | #VALUE! | #VALUE! | #VALUE!
| 25th |  | #VALUE! | #VALUE! | #VALUE! | #VALUE! | #VALUE! | #VALUE! | #VALUE! | #VALUE! | #VALUE! | #VALUE! | #VALUE! | #VALUE! | #VALUE! | #VALUE! | #VALUE! | #VALUE! | #VALUE! | #VALUE! | #VALUE! | #VALUE! | #VALUE! | #VALUE! | #VALUE! | #VALUE! | #VALUE! | #VALUE! | #VALUE! | #VALUE! | #VALUE! | #VALUE! | #VALUE! | #VALUE! | #VALUE! | #VALUE! | #VALUE! | #VALUE! | #VALUE! | #VALUE! | #VALUE! | #VALUE! | #VALUE! | #VALUE! | #VALUE! | #VALUE! | #VALUE! | #VALUE! | #VALUE! | #VALUE! | #VALUE! | #VALUE! | #VALUE! | #VALUE! | #VALUE! | #VALUE! | #VALUE! | #VALUE! | #VALUE! | #VALUE! | #VALUE! | #VALUE! | #VALUE! | #VALUE! | #VALUE! | #VALUE! | #VALUE! | #VALUE! | #VALUE! | #VALUE! | #VALUE! | #VALUE! | #VALUE! | #VALUE! | #VALUE! | #VALUE! | #VALUE! | #VALUE! | #VALUE! | #VALUE! | #VALUE! | #VALUE! | #VALUE! | #VALUE! | #VALUE! | #VALUE! | #VALUE! | #VALUE! | #VALUE! | #VALUE! | #VALUE! | #VALUE! | #VALUE! | #VALUE! | #VALUE! | #VALUE! | #VALUE! | #VALUE! | #VALUE! | #VALUE! | #VALUE! | #VALUE! | #VALUE! | #VALUE! | #VALUE! | #VALUE! | #VALUE! | #VALUE! | #VALUE! | #VALUE! | #VALUE! | #VALUE! | #VALUE!
| 75th |  | #VALUE! | #VALUE! | #VALUE! | #VALUE! | #VALUE! | #VALUE! | #VALUE! | #VALUE! | #VALUE! | #VALUE! | #VALUE! | #VALUE! | #VALUE! | #VALUE! | #VALUE! | #VALUE! | #VALUE! | #VALUE! | #VALUE! | #VALUE! | #VALUE! | #VALUE! | #VALUE! | #VALUE! | #VALUE! | #VALUE! | #VALUE! | #VALUE! | #VALUE! | #VALUE! | #VALUE! | #VALUE! | #VALUE! | #VALUE! | #VALUE! | #VALUE! | #VALUE! | #VALUE! | #VALUE! | #VALUE! | #VALUE! | #VALUE! | #VALUE! | #VALUE! | #VALUE! | #VALUE! | #VALUE! | #VALUE! | #VALUE! | #VALUE! | #VALUE! | #VALUE! | #VALUE! | #VALUE! | #VALUE! | #VALUE! | #VALUE! | #VALUE! | #VALUE! | #VALUE! | #VALUE! | #VALUE! | #VALUE! | #VALUE! | #VALUE! | #VALUE! | #VALUE! | #VALUE! | #VALUE! | #VALUE! | #VALUE! | #VALUE! | #VALUE! | #VALUE! | #VALUE! | #VALUE! | #VALUE! | #VALUE! | #VALUE! | #VALUE! | #VALUE! | #VALUE! | #VALUE! | #VALUE! | #VALUE! | #VALUE! | #VALUE! | #VALUE! | #VALUE! | #VALUE! | #VALUE! | #VALUE! | #VALUE! | #VALUE! | #VALUE! | #VALUE! | #VALUE! | #VALUE! | #VALUE! | #VALUE! | #VALUE! | #VALUE! | #VALUE! | #VALUE! | #VALUE! | #VALUE! | #VALUE! | #VALUE! | #VALUE! | #VALUE! | #VALUE!
| 90th |  | #VALUE! | #VALUE! | #VALUE! | #VALUE! | #VALUE! | #VALUE! | #VALUE! | #VALUE! | #VALUE! | #VALUE! | #VALUE! | #VALUE! | #VALUE! | #VALUE! | #VALUE! | #VALUE! | #VALUE! | #VALUE! | #VALUE! | #VALUE! | #VALUE! | #VALUE! | #VALUE! | #VALUE! | #VALUE! | #VALUE! | #VALUE! | #VALUE! | #VALUE! | #VALUE! | #VALUE! | #VALUE! | #VALUE! | #VALUE! | #VALUE! | #VALUE! | #VALUE! | #VALUE! | #VALUE! | #VALUE! | #VALUE! | #VALUE! | #VALUE! | #VALUE! | #VALUE! | #VALUE! | #VALUE! | #VALUE! | #VALUE! | #VALUE! | #VALUE! | #VALUE! | #VALUE! | #VALUE! | #VALUE! | #VALUE! | #VALUE! | #VALUE! | #VALUE! | #VALUE! | #VALUE! | #VALUE! | #VALUE! | #VALUE! | #VALUE! | #VALUE! | #VALUE! | #VALUE! | #VALUE! | #VALUE! | #VALUE! | #VALUE! | #VALUE! | #VALUE! | #VALUE! | #VALUE! | #VALUE! | #VALUE! | #VALUE! | #VALUE! | #VALUE! | #VALUE! | #VALUE! | #VALUE! | #VALUE! | #VALUE! | #VALUE! | #VALUE! | #VALUE! | #VALUE! | #VALUE! | #VALUE! | #VALUE! | #VALUE! | #VALUE! | #VALUE! | #VALUE! | #VALUE! | #VALUE! | #VALUE! | #VALUE! | #VALUE! | #VALUE! | #VALUE! | #VALUE! | #VALUE! | #VALUE! | #VALUE! | #VALUE! | #VALUE! | #VALUE!
| % > 20 |  | 0 | 0 | 0 | 0 | 0 | 0 | 0 | 0 | 0 | 0 | 0 | 0 | 0 | 0 | 0 | 0 | 0 | 0 | 0 | 0 | 0 | 0 | 0 | 0 | 0 | 0 | 0 | 0 | 0 | 0 | 0 | 0 | 0 | 0 | 0 | 0 | 0 | 0 | 0 | 0 | 0 | 0 | 0 | 0 | 0 | 0 | 0 | 0 | 0 | 0 | 0 | 0 | 0 | 0 | 0 | 0 | 0 | 0 | 0 | 0 | 0 | 0 | 0 | 0 | 0 | 0 | 0 | 0 | 0 | 0 | 0 | 0 | 0 | 0 | 0 | 0 | 0 | 0 | 0 | 0 | 0 | 0 | 0 | 0 | 0 | 0 | 0 | 0 | 0 | 0 | 0 | 0 | 0 | 0 | 0 | 0 | 0 | 0 | 0 | 0 | 0 | 0 | 0 | 0 | 0 | 0 | 0 | 0 | 0 | 0 | 0
| % > 22 |  | 0 | 0 | 0 | 0 | 0 | 0 | 0 | 0 | 0 | 0 | 0 | 0 | 0 | 0 | 0 | 0 | 0 | 0 | 0 | 0 | 0 | 0 | 0 | 0 | 0 | 0 | 0 | 0 | 0 | 0 | 0 | 0 | 0 | 0 | 0 | 0 | 0 | 0 | 0 | 0 | 0 | 0 | 0 | 0 | 0 | 0 | 0 | 0 | 0 | 0 | 0 | 0 | 0 | 0 | 0 | 0 | 0 | 0 | 0 | 0 | 0 | 0 | 0 | 0 | 0 | 0 | 0 | 0 | 0 | 0 | 0 | 0 | 0 | 0 | 0 | 0 | 0 | 0 | 0 | 0 | 0 | 0 | 0 | 0 | 0 | 0 | 0 | 0 | 0 | 0 | 0 | 0 | 0 | 0 | 0 | 0 | 0 | 0 | 0 | 0 | 0 | 0 | 0 | 0 | 0 | 0 | 0 | 0 | 0 | 0 | 0
| % > 24 |  | 0 | 0 | 0 | 0 | 0 | 0 | 0 | 0 | 0 | 0 | 0 | 0 | 0 | 0 | 0 | 0 | 0 | 0 | 0 | 0 | 0 | 0 | 0 | 0 | 0 | 0 | 0 | 0 | 0 | 0 | 0 | 0 | 0 | 0 | 0 | 0 | 0 | 0 | 0 | 0 | 0 | 0 | 0 | 0 | 0 | 0 | 0 | 0 | 0 | 0 | 0 | 0 | 0 | 0 | 0 | 0 | 0 | 0 | 0 | 0 | 0 | 0 | 0 | 0 | 0 | 0 | 0 | 0 | 0 | 0 | 0 | 0 | 0 | 0 | 0 | 0 | 0 | 0 | 0 | 0 | 0 | 0 | 0 | 0 | 0 | 0 | 0 | 0 | 0 | 0 | 0 | 0 | 0 | 0 | 0 | 0 | 0 | 0 | 0 | 0 | 0 | 0 | 0 | 0 | 0 | 0 | 0 | 0 | 0 | 0 | 0
| % > 26 |  | 0 | 0 | 0 | 0 | 0 | 0 | 0 | 0 | 0 | 0 | 0 | 0 | 0 | 0 | 0 | 0 | 0 | 0 | 0 | 0 | 0 | 0 | 0 | 0 | 0 | 0 | 0 | 0 | 0 | 0 | 0 | 0 | 0 | 0 | 0 | 0 | 0 | 0 | 0 | 0 | 0 | 0 | 0 | 0 | 0 | 0 | 0 | 0 | 0 | 0 | 0 | 0 | 0 | 0 | 0 | 0 | 0 | 0 | 0 | 0 | 0 | 0 | 0 | 0 | 0 | 0 | 0 | 0 | 0 | 0 | 0 | 0 | 0 | 0 | 0 | 0 | 0 | 0 | 0 | 0 | 0 | 0 | 0 | 0 | 0 | 0 | 0 | 0 | 0 | 0 | 0 | 0 | 0 | 0 | 0 | 0 | 0 | 0 | 0 | 0 | 0 | 0 | 0 | 0 | 0 | 0 | 0 | 0 | 0 | 0 | 0
POWELL ELEVATION | avg |  | #DIV/0! | #DIV/0! | #DIV/0! | #DIV/0! | #DIV/0! | #DIV/0! | #DIV/0! | #DIV/0! | #DIV/0! | #DIV/0! | #DIV/0! | #DIV/0! | #DIV/0! | #DIV/0! | #DIV/0! | #DIV/0! | #DIV/0! | #DIV/0! | #DIV/0! | #DIV/0! | #DIV/0! | #DIV/0! | #DIV/0! | #DIV/0! | #DIV/0! | #DIV/0! | #DIV/0! | #DIV/0! | #DIV/0! | #DIV/0! | #DIV/0! | #DIV/0! | #DIV/0! | #DIV/0! | #DIV/0! | #DIV/0! | #DIV/0! | #DIV/0! | #DIV/0! | #DIV/0! | #DIV/0! | #DIV/0! | #DIV/0! | #DIV/0! | #DIV/0! | #DIV/0! | #DIV/0! | #DIV/0! | #DIV/0! | #DIV/0! | #DIV/0! | #DIV/0! | #DIV/0! | #DIV/0! | #DIV/0! | #DIV/0! | #DIV/0! | #DIV/0! | #DIV/0! | #DIV/0! | #DIV/0! | #DIV/0! | #DIV/0! | #DIV/0! | #DIV/0! | #DIV/0! | #DIV/0! | #DIV/0! | #DIV/0! | #DIV/0! | #DIV/0! | #DIV/0! | #DIV/0! | #DIV/0! | #DIV/0! | #DIV/0! | #DIV/0! | #DIV/0! | #DIV/0! | #DIV/0! | #DIV/0! | #DIV/0! | #DIV/0! | #DIV/0! | #DIV/0! | #DIV/0! | #DIV/0! | #DIV/0! | #DIV/0! | #DIV/0! | #DIV/0! | #DIV/0! | #DIV/0! | #DIV/0! | #DIV/0! | #DIV/0! | #DIV/0! | #DIV/0! | #DIV/0! | #DIV/0! | #DIV/0! | #DIV/0! | #DIV/0! | #DIV/0! | #DIV/0! | #DIV/0! | #DIV/0! | #DIV/0! | #DIV/0! | #DIV/0! | #DIV/0!
| median |  | #VALUE! | #VALUE! | #VALUE! | #VALUE! | #VALUE! | #VALUE! | #VALUE! | #VALUE! | #VALUE! | #VALUE! | #VALUE! | #VALUE! | #VALUE! | #VALUE! | #VALUE! | #VALUE! | #VALUE! | #VALUE! | #VALUE! | #VALUE! | #VALUE! | #VALUE! | #VALUE! | #VALUE! | #VALUE! | #VALUE! | #VALUE! | #VALUE! | #VALUE! | #VALUE! | #VALUE! | #VALUE! | #VALUE! | #VALUE! | #VALUE! | #VALUE! | #VALUE! | #VALUE! | #VALUE! | #VALUE! | #VALUE! | #VALUE! | #VALUE! | #VALUE! | #VALUE! | #VALUE! | #VALUE! | #VALUE! | #VALUE! | #VALUE! | #VALUE! | #VALUE! | #VALUE! | #VALUE! | #VALUE! | #VALUE! | #VALUE! | #VALUE! | #VALUE! | #VALUE! | #VALUE! | #VALUE! | #VALUE! | #VALUE! | #VALUE! | #VALUE! | #VALUE! | #VALUE! | #VALUE! | #VALUE! | #VALUE! | #VALUE! | #VALUE! | #VALUE! | #VALUE! | #VALUE! | #VALUE! | #VALUE! | #VALUE! | #VALUE! | #VALUE! | #VALUE! | #VALUE! | #VALUE! | #VALUE! | #VALUE! | #VALUE! | #VALUE! | #VALUE! | #VALUE! | #VALUE! | #VALUE! | #VALUE! | #VALUE! | #VALUE! | #VALUE! | #VALUE! | #VALUE! | #VALUE! | #VALUE! | #VALUE! | #VALUE! | #VALUE! | #VALUE! | #VALUE! | #VALUE! | #VALUE! | #VALUE! | #VALUE! | #VALUE! | #VALUE!
| 10th |  | #VALUE! | #VALUE! | #VALUE! | #VALUE! | #VALUE! | #VALUE! | #VALUE! | #VALUE! | #VALUE! | #VALUE! | #VALUE! | #VALUE! | #VALUE! | #VALUE! | #VALUE! | #VALUE! | #VALUE! | #VALUE! | #VALUE! | #VALUE! | #VALUE! | #VALUE! | #VALUE! | #VALUE! | #VALUE! | #VALUE! | #VALUE! | #VALUE! | #VALUE! | #VALUE! | #VALUE! | #VALUE! | #VALUE! | #VALUE! | #VALUE! | #VALUE! | #VALUE! | #VALUE! | #VALUE! | #VALUE! | #VALUE! | #VALUE! | #VALUE! | #VALUE! | #VALUE! | #VALUE! | #VALUE! | #VALUE! | #VALUE! | #VALUE! | #VALUE! | #VALUE! | #VALUE! | #VALUE! | #VALUE! | #VALUE! | #VALUE! | #VALUE! | #VALUE! | #VALUE! | #VALUE! | #VALUE! | #VALUE! | #VALUE! | #VALUE! | #VALUE! | #VALUE! | #VALUE! | #VALUE! | #VALUE! | #VALUE! | #VALUE! | #VALUE! | #VALUE! | #VALUE! | #VALUE! | #VALUE! | #VALUE! | #VALUE! | #VALUE! | #VALUE! | #VALUE! | #VALUE! | #VALUE! | #VALUE! | #VALUE! | #VALUE! | #VALUE! | #VALUE! | #VALUE! | #VALUE! | #VALUE! | #VALUE! | #VALUE! | #VALUE! | #VALUE! | #VALUE! | #VALUE! | #VALUE! | #VALUE! | #VALUE! | #VALUE! | #VALUE! | #VALUE! | #VALUE! | #VALUE! | #VALUE! | #VALUE! | #VALUE! | #VALUE! | #VALUE!
| 25th |  | #VALUE! | #VALUE! | #VALUE! | #VALUE! | #VALUE! | #VALUE! | #VALUE! | #VALUE! | #VALUE! | #VALUE! | #VALUE! | #VALUE! | #VALUE! | #VALUE! | #VALUE! | #VALUE! | #VALUE! | #VALUE! | #VALUE! | #VALUE! | #VALUE! | #VALUE! | #VALUE! | #VALUE! | #VALUE! | #VALUE! | #VALUE! | #VALUE! | #VALUE! | #VALUE! | #VALUE! | #VALUE! | #VALUE! | #VALUE! | #VALUE! | #VALUE! | #VALUE! | #VALUE! | #VALUE! | #VALUE! | #VALUE! | #VALUE! | #VALUE! | #VALUE! | #VALUE! | #VALUE! | #VALUE! | #VALUE! | #VALUE! | #VALUE! | #VALUE! | #VALUE! | #VALUE! | #VALUE! | #VALUE! | #VALUE! | #VALUE! | #VALUE! | #VALUE! | #VALUE! | #VALUE! | #VALUE! | #VALUE! | #VALUE! | #VALUE! | #VALUE! | #VALUE! | #VALUE! | #VALUE! | #VALUE! | #VALUE! | #VALUE! | #VALUE! | #VALUE! | #VALUE! | #VALUE! | #VALUE! | #VALUE! | #VALUE! | #VALUE! | #VALUE! | #VALUE! | #VALUE! | #VALUE! | #VALUE! | #VALUE! | #VALUE! | #VALUE! | #VALUE! | #VALUE! | #VALUE! | #VALUE! | #VALUE! | #VALUE! | #VALUE! | #VALUE! | #VALUE! | #VALUE! | #VALUE! | #VALUE! | #VALUE! | #VALUE! | #VALUE! | #VALUE! | #VALUE! | #VALUE! | #VALUE! | #VALUE! | #VALUE! | #VALUE! | #VALUE!
| 75th |  | #VALUE! | #VALUE! | #VALUE! | #VALUE! | #VALUE! | #VALUE! | #VALUE! | #VALUE! | #VALUE! | #VALUE! | #VALUE! | #VALUE! | #VALUE! | #VALUE! | #VALUE! | #VALUE! | #VALUE! | #VALUE! | #VALUE! | #VALUE! | #VALUE! | #VALUE! | #VALUE! | #VALUE! | #VALUE! | #VALUE! | #VALUE! | #VALUE! | #VALUE! | #VALUE! | #VALUE! | #VALUE! | #VALUE! | #VALUE! | #VALUE! | #VALUE! | #VALUE! | #VALUE! | #VALUE! | #VALUE! | #VALUE! | #VALUE! | #VALUE! | #VALUE! | #VALUE! | #VALUE! | #VALUE! | #VALUE! | #VALUE! | #VALUE! | #VALUE! | #VALUE! | #VALUE! | #VALUE! | #VALUE! | #VALUE! | #VALUE! | #VALUE! | #VALUE! | #VALUE! | #VALUE! | #VALUE! | #VALUE! | #VALUE! | #VALUE! | #VALUE! | #VALUE! | #VALUE! | #VALUE! | #VALUE! | #VALUE! | #VALUE! | #VALUE! | #VALUE! | #VALUE! | #VALUE! | #VALUE! | #VALUE! | #VALUE! | #VALUE! | #VALUE! | #VALUE! | #VALUE! | #VALUE! | #VALUE! | #VALUE! | #VALUE! | #VALUE! | #VALUE! | #VALUE! | #VALUE! | #VALUE! | #VALUE! | #VALUE! | #VALUE! | #VALUE! | #VALUE! | #VALUE! | #VALUE! | #VALUE! | #VALUE! | #VALUE! | #VALUE! | #VALUE! | #VALUE! | #VALUE! | #VALUE! | #VALUE! | #VALUE! | #VALUE! | #VALUE!
| 90th |  | #VALUE! | #VALUE! | #VALUE! | #VALUE! | #VALUE! | #VALUE! | #VALUE! | #VALUE! | #VALUE! | #VALUE! | #VALUE! | #VALUE! | #VALUE! | #VALUE! | #VALUE! | #VALUE! | #VALUE! | #VALUE! | #VALUE! | #VALUE! | #VALUE! | #VALUE! | #VALUE! | #VALUE! | #VALUE! | #VALUE! | #VALUE! | #VALUE! | #VALUE! | #VALUE! | #VALUE! | #VALUE! | #VALUE! | #VALUE! | #VALUE! | #VALUE! | #VALUE! | #VALUE! | #VALUE! | #VALUE! | #VALUE! | #VALUE! | #VALUE! | #VALUE! | #VALUE! | #VALUE! | #VALUE! | #VALUE! | #VALUE! | #VALUE! | #VALUE! | #VALUE! | #VALUE! | #VALUE! | #VALUE! | #VALUE! | #VALUE! | #VALUE! | #VALUE! | #VALUE! | #VALUE! | #VALUE! | #VALUE! | #VALUE! | #VALUE! | #VALUE! | #VALUE! | #VALUE! | #VALUE! | #VALUE! | #VALUE! | #VALUE! | #VALUE! | #VALUE! | #VALUE! | #VALUE! | #VALUE! | #VALUE! | #VALUE! | #VALUE! | #VALUE! | #VALUE! | #VALUE! | #VALUE! | #VALUE! | #VALUE! | #VALUE! | #VALUE! | #VALUE! | #VALUE! | #VALUE! | #VALUE! | #VALUE! | #VALUE! | #VALUE! | #VALUE! | #VALUE! | #VALUE! | #VALUE! | #VALUE! | #VALUE! | #VALUE! | #VALUE! | #VALUE! | #VALUE! | #VALUE! | #VALUE! | #VALUE! | #VALUE! | #VALUE! | #VALUE!
POWELL EVAP | avg |  | #DIV/0! | #DIV/0! | #DIV/0! | #DIV/0! | #DIV/0! | #DIV/0! | #DIV/0! | #DIV/0! | #DIV/0! | #DIV/0! | #DIV/0! | #DIV/0! | #DIV/0! | #DIV/0! | #DIV/0! | #DIV/0! | #DIV/0! | #DIV/0! | #DIV/0! | #DIV/0! | #DIV/0! | #DIV/0! | #DIV/0! | #DIV/0! | #DIV/0! | #DIV/0! | #DIV/0! | #DIV/0! | #DIV/0! | #DIV/0! | #DIV/0! | #DIV/0! | #DIV/0! | #DIV/0! | #DIV/0! | #DIV/0! | #DIV/0! | #DIV/0! | #DIV/0! | #DIV/0! | #DIV/0! | #DIV/0! | #DIV/0! | #DIV/0! | #DIV/0! | #DIV/0! | #DIV/0! | #DIV/0! | #DIV/0! | #DIV/0! | #DIV/0! | #DIV/0! | #DIV/0! | #DIV/0! | #DIV/0! | #DIV/0! | #DIV/0! | #DIV/0! | #DIV/0! | #DIV/0! | #DIV/0! | #DIV/0! | #DIV/0! | #DIV/0! | #DIV/0! | #DIV/0! | #DIV/0! | #DIV/0! | #DIV/0! | #DIV/0! | #DIV/0! | #DIV/0! | #DIV/0! | #DIV/0! | #DIV/0! | #DIV/0! | #DIV/0! | #DIV/0! | #DIV/0! | #DIV/0! | #DIV/0! | #DIV/0! | #DIV/0! | #DIV/0! | #DIV/0! | #DIV/0! | #DIV/0! | #DIV/0! | #DIV/0! | #DIV/0! | #DIV/0! | #DIV/0! | #DIV/0! | #DIV/0! | #DIV/0! | #DIV/0! | #DIV/0! | #DIV/0! | #DIV/0! | #DIV/0! | #DIV/0! | #DIV/0! | #DIV/0! | #DIV/0! | #DIV/0! | #DIV/0! | #DIV/0! | #DIV/0! | #DIV/0! | #DIV/0! | #DIV/0!
| median |  | #VALUE! | #VALUE! | #VALUE! | #VALUE! | #VALUE! | #VALUE! | #VALUE! | #VALUE! | #VALUE! | #VALUE! | #VALUE! | #VALUE! | #VALUE! | #VALUE! | #VALUE! | #VALUE! | #VALUE! | #VALUE! | #VALUE! | #VALUE! | #VALUE! | #VALUE! | #VALUE! | #VALUE! | #VALUE! | #VALUE! | #VALUE! | #VALUE! | #VALUE! | #VALUE! | #VALUE! | #VALUE! | #VALUE! | #VALUE! | #VALUE! | #VALUE! | #VALUE! | #VALUE! | #VALUE! | #VALUE! | #VALUE! | #VALUE! | #VALUE! | #VALUE! | #VALUE! | #VALUE! | #VALUE! | #VALUE! | #VALUE! | #VALUE! | #VALUE! | #VALUE! | #VALUE! | #VALUE! | #VALUE! | #VALUE! | #VALUE! | #VALUE! | #VALUE! | #VALUE! | #VALUE! | #VALUE! | #VALUE! | #VALUE! | #VALUE! | #VALUE! | #VALUE! | #VALUE! | #VALUE! | #VALUE! | #VALUE! | #VALUE! | #VALUE! | #VALUE! | #VALUE! | #VALUE! | #VALUE! | #VALUE! | #VALUE! | #VALUE! | #VALUE! | #VALUE! | #VALUE! | #VALUE! | #VALUE! | #VALUE! | #VALUE! | #VALUE! | #VALUE! | #VALUE! | #VALUE! | #VALUE! | #VALUE! | #VALUE! | #VALUE! | #VALUE! | #VALUE! | #VALUE! | #VALUE! | #VALUE! | #VALUE! | #VALUE! | #VALUE! | #VALUE! | #VALUE! | #VALUE! | #VALUE! | #VALUE! | #VALUE! | #VALUE! | #VALUE!
| 10th |  | #VALUE! | #VALUE! | #VALUE! | #VALUE! | #VALUE! | #VALUE! | #VALUE! | #VALUE! | #VALUE! | #VALUE! | #VALUE! | #VALUE! | #VALUE! | #VALUE! | #VALUE! | #VALUE! | #VALUE! | #VALUE! | #VALUE! | #VALUE! | #VALUE! | #VALUE! | #VALUE! | #VALUE! | #VALUE! | #VALUE! | #VALUE! | #VALUE! | #VALUE! | #VALUE! | #VALUE! | #VALUE! | #VALUE! | #VALUE! | #VALUE! | #VALUE! | #VALUE! | #VALUE! | #VALUE! | #VALUE! | #VALUE! | #VALUE! | #VALUE! | #VALUE! | #VALUE! | #VALUE! | #VALUE! | #VALUE! | #VALUE! | #VALUE! | #VALUE! | #VALUE! | #VALUE! | #VALUE! | #VALUE! | #VALUE! | #VALUE! | #VALUE! | #VALUE! | #VALUE! | #VALUE! | #VALUE! | #VALUE! | #VALUE! | #VALUE! | #VALUE! | #VALUE! | #VALUE! | #VALUE! | #VALUE! | #VALUE! | #VALUE! | #VALUE! | #VALUE! | #VALUE! | #VALUE! | #VALUE! | #VALUE! | #VALUE! | #VALUE! | #VALUE! | #VALUE! | #VALUE! | #VALUE! | #VALUE! | #VALUE! | #VALUE! | #VALUE! | #VALUE! | #VALUE! | #VALUE! | #VALUE! | #VALUE! | #VALUE! | #VALUE! | #VALUE! | #VALUE! | #VALUE! | #VALUE! | #VALUE! | #VALUE! | #VALUE! | #VALUE! | #VALUE! | #VALUE! | #VALUE! | #VALUE! | #VALUE! | #VALUE! | #VALUE! | #VALUE!
| 25th |  | #VALUE! | #VALUE! | #VALUE! | #VALUE! | #VALUE! | #VALUE! | #VALUE! | #VALUE! | #VALUE! | #VALUE! | #VALUE! | #VALUE! | #VALUE! | #VALUE! | #VALUE! | #VALUE! | #VALUE! | #VALUE! | #VALUE! | #VALUE! | #VALUE! | #VALUE! | #VALUE! | #VALUE! | #VALUE! | #VALUE! | #VALUE! | #VALUE! | #VALUE! | #VALUE! | #VALUE! | #VALUE! | #VALUE! | #VALUE! | #VALUE! | #VALUE! | #VALUE! | #VALUE! | #VALUE! | #VALUE! | #VALUE! | #VALUE! | #VALUE! | #VALUE! | #VALUE! | #VALUE! | #VALUE! | #VALUE! | #VALUE! | #VALUE! | #VALUE! | #VALUE! | #VALUE! | #VALUE! | #VALUE! | #VALUE! | #VALUE! | #VALUE! | #VALUE! | #VALUE! | #VALUE! | #VALUE! | #VALUE! | #VALUE! | #VALUE! | #VALUE! | #VALUE! | #VALUE! | #VALUE! | #VALUE! | #VALUE! | #VALUE! | #VALUE! | #VALUE! | #VALUE! | #VALUE! | #VALUE! | #VALUE! | #VALUE! | #VALUE! | #VALUE! | #VALUE! | #VALUE! | #VALUE! | #VALUE! | #VALUE! | #VALUE! | #VALUE! | #VALUE! | #VALUE! | #VALUE! | #VALUE! | #VALUE! | #VALUE! | #VALUE! | #VALUE! | #VALUE! | #VALUE! | #VALUE! | #VALUE! | #VALUE! | #VALUE! | #VALUE! | #VALUE! | #VALUE! | #VALUE! | #VALUE! | #VALUE! | #VALUE! | #VALUE! | #VALUE!
| 75th |  | #VALUE! | #VALUE! | #VALUE! | #VALUE! | #VALUE! | #VALUE! | #VALUE! | #VALUE! | #VALUE! | #VALUE! | #VALUE! | #VALUE! | #VALUE! | #VALUE! | #VALUE! | #VALUE! | #VALUE! | #VALUE! | #VALUE! | #VALUE! | #VALUE! | #VALUE! | #VALUE! | #VALUE! | #VALUE! | #VALUE! | #VALUE! | #VALUE! | #VALUE! | #VALUE! | #VALUE! | #VALUE! | #VALUE! | #VALUE! | #VALUE! | #VALUE! | #VALUE! | #VALUE! | #VALUE! | #VALUE! | #VALUE! | #VALUE! | #VALUE! | #VALUE! | #VALUE! | #VALUE! | #VALUE! | #VALUE! | #VALUE! | #VALUE! | #VALUE! | #VALUE! | #VALUE! | #VALUE! | #VALUE! | #VALUE! | #VALUE! | #VALUE! | #VALUE! | #VALUE! | #VALUE! | #VALUE! | #VALUE! | #VALUE! | #VALUE! | #VALUE! | #VALUE! | #VALUE! | #VALUE! | #VALUE! | #VALUE! | #VALUE! | #VALUE! | #VALUE! | #VALUE! | #VALUE! | #VALUE! | #VALUE! | #VALUE! | #VALUE! | #VALUE! | #VALUE! | #VALUE! | #VALUE! | #VALUE! | #VALUE! | #VALUE! | #VALUE! | #VALUE! | #VALUE! | #VALUE! | #VALUE! | #VALUE! | #VALUE! | #VALUE! | #VALUE! | #VALUE! | #VALUE! | #VALUE! | #VALUE! | #VALUE! | #VALUE! | #VALUE! | #VALUE! | #VALUE! | #VALUE! | #VALUE! | #VALUE! | #VALUE! | #VALUE! | #VALUE!
| 90th |  | #VALUE! | #VALUE! | #VALUE! | #VALUE! | #VALUE! | #VALUE! | #VALUE! | #VALUE! | #VALUE! | #VALUE! | #VALUE! | #VALUE! | #VALUE! | #VALUE! | #VALUE! | #VALUE! | #VALUE! | #VALUE! | #VALUE! | #VALUE! | #VALUE! | #VALUE! | #VALUE! | #VALUE! | #VALUE! | #VALUE! | #VALUE! | #VALUE! | #VALUE! | #VALUE! | #VALUE! | #VALUE! | #VALUE! | #VALUE! | #VALUE! | #VALUE! | #VALUE! | #VALUE! | #VALUE! | #VALUE! | #VALUE! | #VALUE! | #VALUE! | #VALUE! | #VALUE! | #VALUE! | #VALUE! | #VALUE! | #VALUE! | #VALUE! | #VALUE! | #VALUE! | #VALUE! | #VALUE! | #VALUE! | #VALUE! | #VALUE! | #VALUE! | #VALUE! | #VALUE! | #VALUE! | #VALUE! | #VALUE! | #VALUE! | #VALUE! | #VALUE! | #VALUE! | #VALUE! | #VALUE! | #VALUE! | #VALUE! | #VALUE! | #VALUE! | #VALUE! | #VALUE! | #VALUE! | #VALUE! | #VALUE! | #VALUE! | #VALUE! | #VALUE! | #VALUE! | #VALUE! | #VALUE! | #VALUE! | #VALUE! | #VALUE! | #VALUE! | #VALUE! | #VALUE! | #VALUE! | #VALUE! | #VALUE! | #VALUE! | #VALUE! | #VALUE! | #VALUE! | #VALUE! | #VALUE! | #VALUE! | #VALUE! | #VALUE! | #VALUE! | #VALUE! | #VALUE! | #VALUE! | #VALUE! | #VALUE! | #VALUE! | #VALUE! | #VALUE!
GC RELEASE | avg |  | #DIV/0! | #DIV/0! | #DIV/0! | #DIV/0! | #DIV/0! | #DIV/0! | #DIV/0! | #DIV/0! | #DIV/0! | #DIV/0! | #DIV/0! | #DIV/0! | #DIV/0! | #DIV/0! | #DIV/0! | #DIV/0! | #DIV/0! | #DIV/0! | #DIV/0! | #DIV/0! | #DIV/0! | #DIV/0! | #DIV/0! | #DIV/0! | #DIV/0! | #DIV/0! | #DIV/0! | #DIV/0! | #DIV/0! | #DIV/0! | #DIV/0! | #DIV/0! | #DIV/0! | #DIV/0! | #DIV/0! | #DIV/0! | #DIV/0! | #DIV/0! | #DIV/0! | #DIV/0! | #DIV/0! | #DIV/0! | #DIV/0! | #DIV/0! | #DIV/0! | #DIV/0! | #DIV/0! | #DIV/0! | #DIV/0! | #DIV/0! | #DIV/0! | #DIV/0! | #DIV/0! | #DIV/0! | #DIV/0! | #DIV/0! | #DIV/0! | #DIV/0! | #DIV/0! | #DIV/0! | #DIV/0! | #DIV/0! | #DIV/0! | #DIV/0! | #DIV/0! | #DIV/0! | #DIV/0! | #DIV/0! | #DIV/0! | #DIV/0! | #DIV/0! | #DIV/0! | #DIV/0! | #DIV/0! | #DIV/0! | #DIV/0! | #DIV/0! | #DIV/0! | #DIV/0! | #DIV/0! | #DIV/0! | #DIV/0! | #DIV/0! | #DIV/0! | #DIV/0! | #DIV/0! | #DIV/0! | #DIV/0! | #DIV/0! | #DIV/0! | #DIV/0! | #DIV/0! | #DIV/0! | #DIV/0! | #DIV/0! | #DIV/0! | #DIV/0! | #DIV/0! | #DIV/0! | #DIV/0! | #DIV/0! | #DIV/0! | #DIV/0! | #DIV/0! | #DIV/0! | #DIV/0! | #DIV/0! | #DIV/0! | #DIV/0! | #DIV/0! | #DIV/0!
| median |  | #VALUE! | #VALUE! | #VALUE! | #VALUE! | #VALUE! | #VALUE! | #VALUE! | #VALUE! | #VALUE! | #VALUE! | #VALUE! | #VALUE! | #VALUE! | #VALUE! | #VALUE! | #VALUE! | #VALUE! | #VALUE! | #VALUE! | #VALUE! | #VALUE! | #VALUE! | #VALUE! | #VALUE! | #VALUE! | #VALUE! | #VALUE! | #VALUE! | #VALUE! | #VALUE! | #VALUE! | #VALUE! | #VALUE! | #VALUE! | #VALUE! | #VALUE! | #VALUE! | #VALUE! | #VALUE! | #VALUE! | #VALUE! | #VALUE! | #VALUE! | #VALUE! | #VALUE! | #VALUE! | #VALUE! | #VALUE! | #VALUE! | #VALUE! | #VALUE! | #VALUE! | #VALUE! | #VALUE! | #VALUE! | #VALUE! | #VALUE! | #VALUE! | #VALUE! | #VALUE! | #VALUE! | #VALUE! | #VALUE! | #VALUE! | #VALUE! | #VALUE! | #VALUE! | #VALUE! | #VALUE! | #VALUE! | #VALUE! | #VALUE! | #VALUE! | #VALUE! | #VALUE! | #VALUE! | #VALUE! | #VALUE! | #VALUE! | #VALUE! | #VALUE! | #VALUE! | #VALUE! | #VALUE! | #VALUE! | #VALUE! | #VALUE! | #VALUE! | #VALUE! | #VALUE! | #VALUE! | #VALUE! | #VALUE! | #VALUE! | #VALUE! | #VALUE! | #VALUE! | #VALUE! | #VALUE! | #VALUE! | #VALUE! | #VALUE! | #VALUE! | #VALUE! | #VALUE! | #VALUE! | #VALUE! | #VALUE! | #VALUE! | #VALUE! | #VALUE!
| 10th |  | #VALUE! | #VALUE! | #VALUE! | #VALUE! | #VALUE! | #VALUE! | #VALUE! | #VALUE! | #VALUE! | #VALUE! | #VALUE! | #VALUE! | #VALUE! | #VALUE! | #VALUE! | #VALUE! | #VALUE! | #VALUE! | #VALUE! | #VALUE! | #VALUE! | #VALUE! | #VALUE! | #VALUE! | #VALUE! | #VALUE! | #VALUE! | #VALUE! | #VALUE! | #VALUE! | #VALUE! | #VALUE! | #VALUE! | #VALUE! | #VALUE! | #VALUE! | #VALUE! | #VALUE! | #VALUE! | #VALUE! | #VALUE! | #VALUE! | #VALUE! | #VALUE! | #VALUE! | #VALUE! | #VALUE! | #VALUE! | #VALUE! | #VALUE! | #VALUE! | #VALUE! | #VALUE! | #VALUE! | #VALUE! | #VALUE! | #VALUE! | #VALUE! | #VALUE! | #VALUE! | #VALUE! | #VALUE! | #VALUE! | #VALUE! | #VALUE! | #VALUE! | #VALUE! | #VALUE! | #VALUE! | #VALUE! | #VALUE! | #VALUE! | #VALUE! | #VALUE! | #VALUE! | #VALUE! | #VALUE! | #VALUE! | #VALUE! | #VALUE! | #VALUE! | #VALUE! | #VALUE! | #VALUE! | #VALUE! | #VALUE! | #VALUE! | #VALUE! | #VALUE! | #VALUE! | #VALUE! | #VALUE! | #VALUE! | #VALUE! | #VALUE! | #VALUE! | #VALUE! | #VALUE! | #VALUE! | #VALUE! | #VALUE! | #VALUE! | #VALUE! | #VALUE! | #VALUE! | #VALUE! | #VALUE! | #VALUE! | #VALUE! | #VALUE! | #VALUE!
| 25th |  | #VALUE! | #VALUE! | #VALUE! | #VALUE! | #VALUE! | #VALUE! | #VALUE! | #VALUE! | #VALUE! | #VALUE! | #VALUE! | #VALUE! | #VALUE! | #VALUE! | #VALUE! | #VALUE! | #VALUE! | #VALUE! | #VALUE! | #VALUE! | #VALUE! | #VALUE! | #VALUE! | #VALUE! | #VALUE! | #VALUE! | #VALUE! | #VALUE! | #VALUE! | #VALUE! | #VALUE! | #VALUE! | #VALUE! | #VALUE! | #VALUE! | #VALUE! | #VALUE! | #VALUE! | #VALUE! | #VALUE! | #VALUE! | #VALUE! | #VALUE! | #VALUE! | #VALUE! | #VALUE! | #VALUE! | #VALUE! | #VALUE! | #VALUE! | #VALUE! | #VALUE! | #VALUE! | #VALUE! | #VALUE! | #VALUE! | #VALUE! | #VALUE! | #VALUE! | #VALUE! | #VALUE! | #VALUE! | #VALUE! | #VALUE! | #VALUE! | #VALUE! | #VALUE! | #VALUE! | #VALUE! | #VALUE! | #VALUE! | #VALUE! | #VALUE! | #VALUE! | #VALUE! | #VALUE! | #VALUE! | #VALUE! | #VALUE! | #VALUE! | #VALUE! | #VALUE! | #VALUE! | #VALUE! | #VALUE! | #VALUE! | #VALUE! | #VALUE! | #VALUE! | #VALUE! | #VALUE! | #VALUE! | #VALUE! | #VALUE! | #VALUE! | #VALUE! | #VALUE! | #VALUE! | #VALUE! | #VALUE! | #VALUE! | #VALUE! | #VALUE! | #VALUE! | #VALUE! | #VALUE! | #VALUE! | #VALUE! | #VALUE! | #VALUE! | #VALUE!
| 75th |  | #VALUE! | #VALUE! | #VALUE! | #VALUE! | #VALUE! | #VALUE! | #VALUE! | #VALUE! | #VALUE! | #VALUE! | #VALUE! | #VALUE! | #VALUE! | #VALUE! | #VALUE! | #VALUE! | #VALUE! | #VALUE! | #VALUE! | #VALUE! | #VALUE! | #VALUE! | #VALUE! | #VALUE! | #VALUE! | #VALUE! | #VALUE! | #VALUE! | #VALUE! | #VALUE! | #VALUE! | #VALUE! | #VALUE! | #VALUE! | #VALUE! | #VALUE! | #VALUE! | #VALUE! | #VALUE! | #VALUE! | #VALUE! | #VALUE! | #VALUE! | #VALUE! | #VALUE! | #VALUE! | #VALUE! | #VALUE! | #VALUE! | #VALUE! | #VALUE! | #VALUE! | #VALUE! | #VALUE! | #VALUE! | #VALUE! | #VALUE! | #VALUE! | #VALUE! | #VALUE! | #VALUE! | #VALUE! | #VALUE! | #VALUE! | #VALUE! | #VALUE! | #VALUE! | #VALUE! | #VALUE! | #VALUE! | #VALUE! | #VALUE! | #VALUE! | #VALUE! | #VALUE! | #VALUE! | #VALUE! | #VALUE! | #VALUE! | #VALUE! | #VALUE! | #VALUE! | #VALUE! | #VALUE! | #VALUE! | #VALUE! | #VALUE! | #VALUE! | #VALUE! | #VALUE! | #VALUE! | #VALUE! | #VALUE! | #VALUE! | #VALUE! | #VALUE! | #VALUE! | #VALUE! | #VALUE! | #VALUE! | #VALUE! | #VALUE! | #VALUE! | #VALUE! | #VALUE! | #VALUE! | #VALUE! | #VALUE! | #VALUE! | #VALUE! | #VALUE!
| 90th |  | #VALUE! | #VALUE! | #VALUE! | #VALUE! | #VALUE! | #VALUE! | #VALUE! | #VALUE! | #VALUE! | #VALUE! | #VALUE! | #VALUE! | #VALUE! | #VALUE! | #VALUE! | #VALUE! | #VALUE! | #VALUE! | #VALUE! | #VALUE! | #VALUE! | #VALUE! | #VALUE! | #VALUE! | #VALUE! | #VALUE! | #VALUE! | #VALUE! | #VALUE! | #VALUE! | #VALUE! | #VALUE! | #VALUE! | #VALUE! | #VALUE! | #VALUE! | #VALUE! | #VALUE! | #VALUE! | #VALUE! | #VALUE! | #VALUE! | #VALUE! | #VALUE! | #VALUE! | #VALUE! | #VALUE! | #VALUE! | #VALUE! | #VALUE! | #VALUE! | #VALUE! | #VALUE! | #VALUE! | #VALUE! | #VALUE! | #VALUE! | #VALUE! | #VALUE! | #VALUE! | #VALUE! | #VALUE! | #VALUE! | #VALUE! | #VALUE! | #VALUE! | #VALUE! | #VALUE! | #VALUE! | #VALUE! | #VALUE! | #VALUE! | #VALUE! | #VALUE! | #VALUE! | #VALUE! | #VALUE! | #VALUE! | #VALUE! | #VALUE! | #VALUE! | #VALUE! | #VALUE! | #VALUE! | #VALUE! | #VALUE! | #VALUE! | #VALUE! | #VALUE! | #VALUE! | #VALUE! | #VALUE! | #VALUE! | #VALUE! | #VALUE! | #VALUE! | #VALUE! | #VALUE! | #VALUE! | #VALUE! | #VALUE! | #VALUE! | #VALUE! | #VALUE! | #VALUE! | #VALUE! | #VALUE! | #VALUE! | #VALUE! | #VALUE! | #VALUE!
10 YEAR GC RELEASE | avg | [10 empty] | #DIV/0! | #DIV/0! | #DIV/0! | #DIV/0! | #DIV/0! | #DIV/0! | #DIV/0! | #DIV/0! | #DIV/0! | #DIV/0! | #DIV/0! | #DIV/0! | #DIV/0! | #DIV/0! | #DIV/0! | #DIV/0! | #DIV/0! | #DIV/0! | #DIV/0! | #DIV/0! | #DIV/0! | #DIV/0! | #DIV/0! | #DIV/0! | #DIV/0! | #DIV/0! | #DIV/0! | #DIV/0! | #DIV/0! | #DIV/0! | #DIV/0! | #DIV/0! | #DIV/0! | #DIV/0! | #DIV/0! | #DIV/0! | #DIV/0! | #DIV/0! | #DIV/0! | #DIV/0! | #DIV/0! | #DIV/0! | #DIV/0! | #DIV/0! | #DIV/0! | #DIV/0! | #DIV/0! | #DIV/0! | #DIV/0! | #DIV/0! | #DIV/0! | #DIV/0! | #DIV/0! | #DIV/0! | #DIV/0! | #DIV/0! | #DIV/0! | #DIV/0! | #DIV/0! | #DIV/0! | #DIV/0! | #DIV/0! | #DIV/0! | #DIV/0! | #DIV/0! | #DIV/0! | #DIV/0! | #DIV/0! | #DIV/0! | #DIV/0! | #DIV/0! | #DIV/0! | #DIV/0! | #DIV/0! | #DIV/0! | #DIV/0! | #DIV/0! | #DIV/0! | #DIV/0! | #DIV/0! | #DIV/0! | #DIV/0! | #DIV/0! | #DIV/0! | #DIV/0! | #DIV/0! | #DIV/0! | #DIV/0! | #DIV/0! | #DIV/0! | #DIV/0! | #DIV/0! | #DIV/0! | #DIV/0! | #DIV/0! | #DIV/0! | #DIV/0! | #DIV/0! | #DIV/0! | #DIV/0! | #DIV/0! | #DIV/0!
| median | [10 empty] | #VALUE! | #VALUE! | #VALUE! | #VALUE! | #VALUE! | #VALUE! | #VALUE! | #VALUE! | #VALUE! | #VALUE! | #VALUE! | #VALUE! | #VALUE! | #VALUE! | #VALUE! | #VALUE! | #VALUE! | #VALUE! | #VALUE! | #VALUE! | #VALUE! | #VALUE! | #VALUE! | #VALUE! | #VALUE! | #VALUE! | #VALUE! | #VALUE! | #VALUE! | #VALUE! | #VALUE! | #VALUE! | #VALUE! | #VALUE! | #VALUE! | #VALUE! | #VALUE! | #VALUE! | #VALUE! | #VALUE! | #VALUE! | #VALUE! | #VALUE! | #VALUE! | #VALUE! | #VALUE! | #VALUE! | #VALUE! | #VALUE! | #VALUE! | #VALUE! | #VALUE! | #VALUE! | #VALUE! | #VALUE! | #VALUE! | #VALUE! | #VALUE! | #VALUE! | #VALUE! | #VALUE! | #VALUE! | #VALUE! | #VALUE! | #VALUE! | #VALUE! | #VALUE! | #VALUE! | #VALUE! | #VALUE! | #VALUE! | #VALUE! | #VALUE! | #VALUE! | #VALUE! | #VALUE! | #VALUE! | #VALUE! | #VALUE! | #VALUE! | #VALUE! | #VALUE! | #VALUE! | #VALUE! | #VALUE! | #VALUE! | #VALUE! | #VALUE! | #VALUE! | #VALUE! | #VALUE! | #VALUE! | #VALUE! | #VALUE! | #VALUE! | #VALUE! | #VALUE! | #VALUE! | #VALUE! | #VALUE! | #VALUE! | #VALUE!
| 10th | [10 empty] | #VALUE! | #VALUE! | #VALUE! | #VALUE! | #VALUE! | #VALUE! | #VALUE! | #VALUE! | #VALUE! | #VALUE! | #VALUE! | #VALUE! | #VALUE! | #VALUE! | #VALUE! | #VALUE! | #VALUE! | #VALUE! | #VALUE! | #VALUE! | #VALUE! | #VALUE! | #VALUE! | #VALUE! | #VALUE! | #VALUE! | #VALUE! | #VALUE! | #VALUE! | #VALUE! | #VALUE! | #VALUE! | #VALUE! | #VALUE! | #VALUE! | #VALUE! | #VALUE! | #VALUE! | #VALUE! | #VALUE! | #VALUE! | #VALUE! | #VALUE! | #VALUE! | #VALUE! | #VALUE! | #VALUE! | #VALUE! | #VALUE! | #VALUE! | #VALUE! | #VALUE! | #VALUE! | #VALUE! | #VALUE! | #VALUE! | #VALUE! | #VALUE! | #VALUE! | #VALUE! | #VALUE! | #VALUE! | #VALUE! | #VALUE! | #VALUE! | #VALUE! | #VALUE! | #VALUE! | #VALUE! | #VALUE! | #VALUE! | #VALUE! | #VALUE! | #VALUE! | #VALUE! | #VALUE! | #VALUE! | #VALUE! | #VALUE! | #VALUE! | #VALUE! | #VALUE! | #VALUE! | #VALUE! | #VALUE! | #VALUE! | #VALUE! | #VALUE! | #VALUE! | #VALUE! | #VALUE! | #VALUE! | #VALUE! | #VALUE! | #VALUE! | #VALUE! | #VALUE! | #VALUE! | #VALUE! | #VALUE! | #VALUE! | #VALUE!
| 25th | [10 empty] | #VALUE! | #VALUE! | #VALUE! | #VALUE! | #VALUE! | #VALUE! | #VALUE! | #VALUE! | #VALUE! | #VALUE! | #VALUE! | #VALUE! | #VALUE! | #VALUE! | #VALUE! | #VALUE! | #VALUE! | #VALUE! | #VALUE! | #VALUE! | #VALUE! | #VALUE! | #VALUE! | #VALUE! | #VALUE! | #VALUE! | #VALUE! | #VALUE! | #VALUE! | #VALUE! | #VALUE! | #VALUE! | #VALUE! | #VALUE! | #VALUE! | #VALUE! | #VALUE! | #VALUE! | #VALUE! | #VALUE! | #VALUE! | #VALUE! | #VALUE! | #VALUE! | #VALUE! | #VALUE! | #VALUE! | #VALUE! | #VALUE! | #VALUE! | #VALUE! | #VALUE! | #VALUE! | #VALUE! | #VALUE! | #VALUE! | #VALUE! | #VALUE! | #VALUE! | #VALUE! | #VALUE! | #VALUE! | #VALUE! | #VALUE! | #VALUE! | #VALUE! | #VALUE! | #VALUE! | #VALUE! | #VALUE! | #VALUE! | #VALUE! | #VALUE! | #VALUE! | #VALUE! | #VALUE! | #VALUE! | #VALUE! | #VALUE! | #VALUE! | #VALUE! | #VALUE! | #VALUE! | #VALUE! | #VALUE! | #VALUE! | #VALUE! | #VALUE! | #VALUE! | #VALUE! | #VALUE! | #VALUE! | #VALUE! | #VALUE! | #VALUE! | #VALUE! | #VALUE! | #VALUE! | #VALUE! | #VALUE! | #VALUE! | #VALUE!
| 75th | [10 empty] | #VALUE! | #VALUE! | #VALUE! | #VALUE! | #VALUE! | #VALUE! | #VALUE! | #VALUE! | #VALUE! | #VALUE! | #VALUE! | #VALUE! | #VALUE! | #VALUE! | #VALUE! | #VALUE! | #VALUE! | #VALUE! | #VALUE! | #VALUE! | #VALUE! | #VALUE! | #VALUE! | #VALUE! | #VALUE! | #VALUE! | #VALUE! | #VALUE! | #VALUE! | #VALUE! | #VALUE! | #VALUE! | #VALUE! | #VALUE! | #VALUE! | #VALUE! | #VALUE! | #VALUE! | #VALUE! | #VALUE! | #VALUE! | #VALUE! | #VALUE! | #VALUE! | #VALUE! | #VALUE! | #VALUE! | #VALUE! | #VALUE! | #VALUE! | #VALUE! | #VALUE! | #VALUE! | #VALUE! | #VALUE! | #VALUE! | #VALUE! | #VALUE! | #VALUE! | #VALUE! | #VALUE! | #VALUE! | #VALUE! | #VALUE! | #VALUE! | #VALUE! | #VALUE! | #VALUE! | #VALUE! | #VALUE! | #VALUE! | #VALUE! | #VALUE! | #VALUE! | #VALUE! | #VALUE! | #VALUE! | #VALUE! | #VALUE! | #VALUE! | #VALUE! | #VALUE! | #VALUE! | #VALUE! | #VALUE! | #VALUE! | #VALUE! | #VALUE! | #VALUE! | #VALUE! | #VALUE! | #VALUE! | #VALUE! | #VALUE! | #VALUE! | #VALUE! | #VALUE! | #VALUE! | #VALUE! | #VALUE! | #VALUE! | #VALUE!
| 90th | [10 empty] | #VALUE! | #VALUE! | #VALUE! | #VALUE! | #VALUE! | #VALUE! | #VALUE! | #VALUE! | #VALUE! | #VALUE! | #VALUE! | #VALUE! | #VALUE! | #VALUE! | #VALUE! | #VALUE! | #VALUE! | #VALUE! | #VALUE! | #VALUE! | #VALUE! | #VALUE! | #VALUE! | #VALUE! | #VALUE! | #VALUE! | #VALUE! | #VALUE! | #VALUE! | #VALUE! | #VALUE! | #VALUE! | #VALUE! | #VALUE! | #VALUE! | #VALUE! | #VALUE! | #VALUE! | #VALUE! | #VALUE! | #VALUE! | #VALUE! | #VALUE! | #VALUE! | #VALUE! | #VALUE! | #VALUE! | #VALUE! | #VALUE! | #VALUE! | #VALUE! | #VALUE! | #VALUE! | #VALUE! | #VALUE! | #VALUE! | #VALUE! | #VALUE! | #VALUE! | #VALUE! | #VALUE! | #VALUE! | #VALUE! | #VALUE! | #VALUE! | #VALUE! | #VALUE! | #VALUE! | #VALUE! | #VALUE! | #VALUE! | #VALUE! | #VALUE! | #VALUE! | #VALUE! | #VALUE! | #VALUE! | #VALUE! | #VALUE! | #VALUE! | #VALUE! | #VALUE! | #VALUE! | #VALUE! | #VALUE! | #VALUE! | #VALUE! | #VALUE! | #VALUE! | #VALUE! | #VALUE! | #VALUE! | #VALUE! | #VALUE! | #VALUE! | #VALUE! | #VALUE! | #VALUE! | #VALUE! | #VALUE! | #VALUE! | #VALUE!
MEAD STORAGE | avg |  | #DIV/0! | #DIV/0! | #DIV/0! | #DIV/0! | #DIV/0! | #DIV/0! | #DIV/0! | #DIV/0! | #DIV/0! | #DIV/0! | #DIV/0! | #DIV/0! | #DIV/0! | #DIV/0! | #DIV/0! | #DIV/0! | #DIV/0! | #DIV/0! | #DIV/0! | #DIV/0! | #DIV/0! | #DIV/0! | #DIV/0! | #DIV/0! | #DIV/0! | #DIV/0! | #DIV/0! | #DIV/0! | #DIV/0! | #DIV/0! | #DIV/0! | #DIV/0! | #DIV/0! | #DIV/0! | #DIV/0! | #DIV/0! | #DIV/0! | #DIV/0! | #DIV/0! | #DIV/0! | #DIV/0! | #DIV/0! | #DIV/0! | #DIV/0! | #DIV/0! | #DIV/0! | #DIV/0! | #DIV/0! | #DIV/0! | #DIV/0! | #DIV/0! | #DIV/0! | #DIV/0! | #DIV/0! | #DIV/0! | #DIV/0! | #DIV/0! | #DIV/0! | #DIV/0! | #DIV/0! | #DIV/0! | #DIV/0! | #DIV/0! | #DIV/0! | #DIV/0! | #DIV/0! | #DIV/0! | #DIV/0! | #DIV/0! | #DIV/0! | #DIV/0! | #DIV/0! | #DIV/0! | #DIV/0! | #DIV/0! | #DIV/0! | #DIV/0! | #DIV/0! | #DIV/0! | #DIV/0! | #DIV/0! | #DIV/0! | #DIV/0! | #DIV/0! | #DIV/0! | #DIV/0! | #DIV/0! | #DIV/0! | #DIV/0! | #DIV/0! | #DIV/0! | #DIV/0! | #DIV/0! | #DIV/0! | #DIV/0! | #DIV/0! | #DIV/0! | #DIV/0! | #DIV/0! | #DIV/0! | #DIV/0! | #DIV/0! | #DIV/0! | #DIV/0! | #DIV/0! | #DIV/0! | #DIV/0! | #DIV/0! | #DIV/0! | #DIV/0! | #DIV/0!
| median |  | #VALUE! | #VALUE! | #VALUE! | #VALUE! | #VALUE! | #VALUE! | #VALUE! | #VALUE! | #VALUE! | #VALUE! | #VALUE! | #VALUE! | #VALUE! | #VALUE! | #VALUE! | #VALUE! | #VALUE! | #VALUE! | #VALUE! | #VALUE! | #VALUE! | #VALUE! | #VALUE! | #VALUE! | #VALUE! | #VALUE! | #VALUE! | #VALUE! | #VALUE! | #VALUE! | #VALUE! | #VALUE! | #VALUE! | #VALUE! | #VALUE! | #VALUE! | #VALUE! | #VALUE! | #VALUE! | #VALUE! | #VALUE! | #VALUE! | #VALUE! | #VALUE! | #VALUE! | #VALUE! | #VALUE! | #VALUE! | #VALUE! | #VALUE! | #VALUE! | #VALUE! | #VALUE! | #VALUE! | #VALUE! | #VALUE! | #VALUE! | #VALUE! | #VALUE! | #VALUE! | #VALUE! | #VALUE! | #VALUE! | #VALUE! | #VALUE! | #VALUE! | #VALUE! | #VALUE! | #VALUE! | #VALUE! | #VALUE! | #VALUE! | #VALUE! | #VALUE! | #VALUE! | #VALUE! | #VALUE! | #VALUE! | #VALUE! | #VALUE! | #VALUE! | #VALUE! | #VALUE! | #VALUE! | #VALUE! | #VALUE! | #VALUE! | #VALUE! | #VALUE! | #VALUE! | #VALUE! | #VALUE! | #VALUE! | #VALUE! | #VALUE! | #VALUE! | #VALUE! | #VALUE! | #VALUE! | #VALUE! | #VALUE! | #VALUE! | #VALUE! | #VALUE! | #VALUE! | #VALUE! | #VALUE! | #VALUE! | #VALUE! | #VALUE! | #VALUE!
| 10th |  | #VALUE! | #VALUE! | #VALUE! | #VALUE! | #VALUE! | #VALUE! | #VALUE! | #VALUE! | #VALUE! | #VALUE! | #VALUE! | #VALUE! | #VALUE! | #VALUE! | #VALUE! | #VALUE! | #VALUE! | #VALUE! | #VALUE! | #VALUE! | #VALUE! | #VALUE! | #VALUE! | #VALUE! | #VALUE! | #VALUE! | #VALUE! | #VALUE! | #VALUE! | #VALUE! | #VALUE! | #VALUE! | #VALUE! | #VALUE! | #VALUE! | #VALUE! | #VALUE! | #VALUE! | #VALUE! | #VALUE! | #VALUE! | #VALUE! | #VALUE! | #VALUE! | #VALUE! | #VALUE! | #VALUE! | #VALUE! | #VALUE! | #VALUE! | #VALUE! | #VALUE! | #VALUE! | #VALUE! | #VALUE! | #VALUE! | #VALUE! | #VALUE! | #VALUE! | #VALUE! | #VALUE! | #VALUE! | #VALUE! | #VALUE! | #VALUE! | #VALUE! | #VALUE! | #VALUE! | #VALUE! | #VALUE! | #VALUE! | #VALUE! | #VALUE! | #VALUE! | #VALUE! | #VALUE! | #VALUE! | #VALUE! | #VALUE! | #VALUE! | #VALUE! | #VALUE! | #VALUE! | #VALUE! | #VALUE! | #VALUE! | #VALUE! | #VALUE! | #VALUE! | #VALUE! | #VALUE! | #VALUE! | #VALUE! | #VALUE! | #VALUE! | #VALUE! | #VALUE! | #VALUE! | #VALUE! | #VALUE! | #VALUE! | #VALUE! | #VALUE! | #VALUE! | #VALUE! | #VALUE! | #VALUE! | #VALUE! | #VALUE! | #VALUE! | #VALUE!
| 25th |  | #VALUE! | #VALUE! | #VALUE! | #VALUE! | #VALUE! | #VALUE! | #VALUE! | #VALUE! | #VALUE! | #VALUE! | #VALUE! | #VALUE! | #VALUE! | #VALUE! | #VALUE! | #VALUE! | #VALUE! | #VALUE! | #VALUE! | #VALUE! | #VALUE! | #VALUE! | #VALUE! | #VALUE! | #VALUE! | #VALUE! | #VALUE! | #VALUE! | #VALUE! | #VALUE! | #VALUE! | #VALUE! | #VALUE! | #VALUE! | #VALUE! | #VALUE! | #VALUE! | #VALUE! | #VALUE! | #VALUE! | #VALUE! | #VALUE! | #VALUE! | #VALUE! | #VALUE! | #VALUE! | #VALUE! | #VALUE! | #VALUE! | #VALUE! | #VALUE! | #VALUE! | #VALUE! | #VALUE! | #VALUE! | #VALUE! | #VALUE! | #VALUE! | #VALUE! | #VALUE! | #VALUE! | #VALUE! | #VALUE! | #VALUE! | #VALUE! | #VALUE! | #VALUE! | #VALUE! | #VALUE! | #VALUE! | #VALUE! | #VALUE! | #VALUE! | #VALUE! | #VALUE! | #VALUE! | #VALUE! | #VALUE! | #VALUE! | #VALUE! | #VALUE! | #VALUE! | #VALUE! | #VALUE! | #VALUE! | #VALUE! | #VALUE! | #VALUE! | #VALUE! | #VALUE! | #VALUE! | #VALUE! | #VALUE! | #VALUE! | #VALUE! | #VALUE! | #VALUE! | #VALUE! | #VALUE! | #VALUE! | #VALUE! | #VALUE! | #VALUE! | #VALUE! | #VALUE! | #VALUE! | #VALUE! | #VALUE! | #VALUE! | #VALUE! | #VALUE!
| 75th |  | #VALUE! | #VALUE! | #VALUE! | #VALUE! | #VALUE! | #VALUE! | #VALUE! | #VALUE! | #VALUE! | #VALUE! | #VALUE! | #VALUE! | #VALUE! | #VALUE! | #VALUE! | #VALUE! | #VALUE! | #VALUE! | #VALUE! | #VALUE! | #VALUE! | #VALUE! | #VALUE! | #VALUE! | #VALUE! | #VALUE! | #VALUE! | #VALUE! | #VALUE! | #VALUE! | #VALUE! | #VALUE! | #VALUE! | #VALUE! | #VALUE! | #VALUE! | #VALUE! | #VALUE! | #VALUE! | #VALUE! | #VALUE! | #VALUE! | #VALUE! | #VALUE! | #VALUE! | #VALUE! | #VALUE! | #VALUE! | #VALUE! | #VALUE! | #VALUE! | #VALUE! | #VALUE! | #VALUE! | #VALUE! | #VALUE! | #VALUE! | #VALUE! | #VALUE! | #VALUE! | #VALUE! | #VALUE! | #VALUE! | #VALUE! | #VALUE! | #VALUE! | #VALUE! | #VALUE! | #VALUE! | #VALUE! | #VALUE! | #VALUE! | #VALUE! | #VALUE! | #VALUE! | #VALUE! | #VALUE! | #VALUE! | #VALUE! | #VALUE! | #VALUE! | #VALUE! | #VALUE! | #VALUE! | #VALUE! | #VALUE! | #VALUE! | #VALUE! | #VALUE! | #VALUE! | #VALUE! | #VALUE! | #VALUE! | #VALUE! | #VALUE! | #VALUE! | #VALUE! | #VALUE! | #VALUE! | #VALUE! | #VALUE! | #VALUE! | #VALUE! | #VALUE! | #VALUE! | #VALUE! | #VALUE! | #VALUE! | #VALUE! | #VALUE! | #VALUE!
| 90th |  | #VALUE! | #VALUE! | #VALUE! | #VALUE! | #VALUE! | #VALUE! | #VALUE! | #VALUE! | #VALUE! | #VALUE! | #VALUE! | #VALUE! | #VALUE! | #VALUE! | #VALUE! | #VALUE! | #VALUE! | #VALUE! | #VALUE! | #VALUE! | #VALUE! | #VALUE! | #VALUE! | #VALUE! | #VALUE! | #VALUE! | #VALUE! | #VALUE! | #VALUE! | #VALUE! | #VALUE! | #VALUE! | #VALUE! | #VALUE! | #VALUE! | #VALUE! | #VALUE! | #VALUE! | #VALUE! | #VALUE! | #VALUE! | #VALUE! | #VALUE! | #VALUE! | #VALUE! | #VALUE! | #VALUE! | #VALUE! | #VALUE! | #VALUE! | #VALUE! | #VALUE! | #VALUE! | #VALUE! | #VALUE! | #VALUE! | #VALUE! | #VALUE! | #VALUE! | #VALUE! | #VALUE! | #VALUE! | #VALUE! | #VALUE! | #VALUE! | #VALUE! | #VALUE! | #VALUE! | #VALUE! | #VALUE! | #VALUE! | #VALUE! | #VALUE! | #VALUE! | #VALUE! | #VALUE! | #VALUE! | #VALUE! | #VALUE! | #VALUE! | #VALUE! | #VALUE! | #VALUE! | #VALUE! | #VALUE! | #VALUE! | #VALUE! | #VALUE! | #VALUE! | #VALUE! | #VALUE! | #VALUE! | #VALUE! | #VALUE! | #VALUE! | #VALUE! | #VALUE! | #VALUE! | #VALUE! | #VALUE! | #VALUE! | #VALUE! | #VALUE! | #VALUE! | #VALUE! | #VALUE! | #VALUE! | #VALUE! | #VALUE! | #VALUE! | #VALUE!
| % > 20 |  | 0 | 0 | 0 | 0 | 0 | 0 | 0 | 0 | 0 | 0 | 0 | 0 | 0 | 0 | 0 | 0 | 0 | 0 | 0 | 0 | 0 | 0 | 0 | 0 | 0 | 0 | 0 | 0 | 0 | 0 | 0 | 0 | 0 | 0 | 0 | 0 | 0 | 0 | 0 | 0 | 0 | 0 | 0 | 0 | 0 | 0 | 0 | 0 | 0 | 0 | 0 | 0 | 0 | 0 | 0 | 0 | 0 | 0 | 0 | 0 | 0 | 0 | 0 | 0 | 0 | 0 | 0 | 0 | 0 | 0 | 0 | 0 | 0 | 0 | 0 | 0 | 0 | 0 | 0 | 0 | 0 | 0 | 0 | 0 | 0 | 0 | 0 | 0 | 0 | 0 | 0 | 0 | 0 | 0 | 0 | 0 | 0 | 0 | 0 | 0 | 0 | 0 | 0 | 0 | 0 | 0 | 0 | 0 | 0 | 0 | 0
| % > 22 |  | 0 | 0 | 0 | 0 | 0 | 0 | 0 | 0 | 0 | 0 | 0 | 0 | 0 | 0 | 0 | 0 | 0 | 0 | 0 | 0 | 0 | 0 | 0 | 0 | 0 | 0 | 0 | 0 | 0 | 0 | 0 | 0 | 0 | 0 | 0 | 0 | 0 | 0 | 0 | 0 | 0 | 0 | 0 | 0 | 0 | 0 | 0 | 0 | 0 | 0 | 0 | 0 | 0 | 0 | 0 | 0 | 0 | 0 | 0 | 0 | 0 | 0 | 0 | 0 | 0 | 0 | 0 | 0 | 0 | 0 | 0 | 0 | 0 | 0 | 0 | 0 | 0 | 0 | 0 | 0 | 0 | 0 | 0 | 0 | 0 | 0 | 0 | 0 | 0 | 0 | 0 | 0 | 0 | 0 | 0 | 0 | 0 | 0 | 0 | 0 | 0 | 0 | 0 | 0 | 0 | 0 | 0 | 0 | 0 | 0 | 0
| % > 24 |  | 0 | 0 | 0 | 0 | 0 | 0 | 0 | 0 | 0 | 0 | 0 | 0 | 0 | 0 | 0 | 0 | 0 | 0 | 0 | 0 | 0 | 0 | 0 | 0 | 0 | 0 | 0 | 0 | 0 | 0 | 0 | 0 | 0 | 0 | 0 | 0 | 0 | 0 | 0 | 0 | 0 | 0 | 0 | 0 | 0 | 0 | 0 | 0 | 0 | 0 | 0 | 0 | 0 | 0 | 0 | 0 | 0 | 0 | 0 | 0 | 0 | 0 | 0 | 0 | 0 | 0 | 0 | 0 | 0 | 0 | 0 | 0 | 0 | 0 | 0 | 0 | 0 | 0 | 0 | 0 | 0 | 0 | 0 | 0 | 0 | 0 | 0 | 0 | 0 | 0 | 0 | 0 | 0 | 0 | 0 | 0 | 0 | 0 | 0 | 0 | 0 | 0 | 0 | 0 | 0 | 0 | 0 | 0 | 0 | 0 | 0
| % > 26 |  | 0 | 0 | 0 | 0 | 0 | 0 | 0 | 0 | 0 | 0 | 0 | 0 | 0 | 0 | 0 | 0 | 0 | 0 | 0 | 0 | 0 | 0 | 0 | 0 | 0 | 0 | 0 | 0 | 0 | 0 | 0 | 0 | 0 | 0 | 0 | 0 | 0 | 0 | 0 | 0 | 0 | 0 | 0 | 0 | 0 | 0 | 0 | 0 | 0 | 0 | 0 | 0 | 0 | 0 | 0 | 0 | 0 | 0 | 0 | 0 | 0 | 0 | 0 | 0 | 0 | 0 | 0 | 0 | 0 | 0 | 0 | 0 | 0 | 0 | 0 | 0 | 0 | 0 | 0 | 0 | 0 | 0 | 0 | 0 | 0 | 0 | 0 | 0 | 0 | 0 | 0 | 0 | 0 | 0 | 0 | 0 | 0 | 0 | 0 | 0 | 0 | 0 | 0 | 0 | 0 | 0 | 0 | 0 | 0 | 0 | 0
MEAD ELEVATION | avg |  | #DIV/0! | #DIV/0! | #DIV/0! | #DIV/0! | #DIV/0! | #DIV/0! | #DIV/0! | #DIV/0! | #DIV/0! | #DIV/0! | #DIV/0! | #DIV/0! | #DIV/0! | #DIV/0! | #DIV/0! | #DIV/0! | #DIV/0! | #DIV/0! | #DIV/0! | #DIV/0! | #DIV/0! | #DIV/0! | #DIV/0! | #DIV/0! | #DIV/0! | #DIV/0! | #DIV/0! | #DIV/0! | #DIV/0! | #DIV/0! | #DIV/0! | #DIV/0! | #DIV/0! | #DIV/0! | #DIV/0! | #DIV/0! | #DIV/0! | #DIV/0! | #DIV/0! | #DIV/0! | #DIV/0! | #DIV/0! | #DIV/0! | #DIV/0! | #DIV/0! | #DIV/0! | #DIV/0! | #DIV/0! | #DIV/0! | #DIV/0! | #DIV/0! | #DIV/0! | #DIV/0! | #DIV/0! | #DIV/0! | #DIV/0! | #DIV/0! | #DIV/0! | #DIV/0! | #DIV/0! | #DIV/0! | #DIV/0! | #DIV/0! | #DIV/0! | #DIV/0! | #DIV/0! | #DIV/0! | #DIV/0! | #DIV/0! | #DIV/0! | #DIV/0! | #DIV/0! | #DIV/0! | #DIV/0! | #DIV/0! | #DIV/0! | #DIV/0! | #DIV/0! | #DIV/0! | #DIV/0! | #DIV/0! | #DIV/0! | #DIV/0! | #DIV/0! | #DIV/0! | #DIV/0! | #DIV/0! | #DIV/0! | #DIV/0! | #DIV/0! | #DIV/0! | #DIV/0! | #DIV/0! | #DIV/0! | #DIV/0! | #DIV/0! | #DIV/0! | #DIV/0! | #DIV/0! | #DIV/0! | #DIV/0! | #DIV/0! | #DIV/0! | #DIV/0! | #DIV/0! | #DIV/0! | #DIV/0! | #DIV/0! | #DIV/0! | #DIV/0! | #DIV/0!
| median |  | #VALUE! | #VALUE! | #VALUE! | #VALUE! | #VALUE! | #VALUE! | #VALUE! | #VALUE! | #VALUE! | #VALUE! | #VALUE! | #VALUE! | #VALUE! | #VALUE! | #VALUE! | #VALUE! | #VALUE! | #VALUE! | #VALUE! | #VALUE! | #VALUE! | #VALUE! | #VALUE! | #VALUE! | #VALUE! | #VALUE! | #VALUE! | #VALUE! | #VALUE! | #VALUE! | #VALUE! | #VALUE! | #VALUE! | #VALUE! | #VALUE! | #VALUE! | #VALUE! | #VALUE! | #VALUE! | #VALUE! | #VALUE! | #VALUE! | #VALUE! | #VALUE! | #VALUE! | #VALUE! | #VALUE! | #VALUE! | #VALUE! | #VALUE! | #VALUE! | #VALUE! | #VALUE! | #VALUE! | #VALUE! | #VALUE! | #VALUE! | #VALUE! | #VALUE! | #VALUE! | #VALUE! | #VALUE! | #VALUE! | #VALUE! | #VALUE! | #VALUE! | #VALUE! | #VALUE! | #VALUE! | #VALUE! | #VALUE! | #VALUE! | #VALUE! | #VALUE! | #VALUE! | #VALUE! | #VALUE! | #VALUE! | #VALUE! | #VALUE! | #VALUE! | #VALUE! | #VALUE! | #VALUE! | #VALUE! | #VALUE! | #VALUE! | #VALUE! | #VALUE! | #VALUE! | #VALUE! | #VALUE! | #VALUE! | #VALUE! | #VALUE! | #VALUE! | #VALUE! | #VALUE! | #VALUE! | #VALUE! | #VALUE! | #VALUE! | #VALUE! | #VALUE! | #VALUE! | #VALUE! | #VALUE! | #VALUE! | #VALUE! | #VALUE! | #VALUE!
| 10th |  | #VALUE! | #VALUE! | #VALUE! | #VALUE! | #VALUE! | #VALUE! | #VALUE! | #VALUE! | #VALUE! | #VALUE! | #VALUE! | #VALUE! | #VALUE! | #VALUE! | #VALUE! | #VALUE! | #VALUE! | #VALUE! | #VALUE! | #VALUE! | #VALUE! | #VALUE! | #VALUE! | #VALUE! | #VALUE! | #VALUE! | #VALUE! | #VALUE! | #VALUE! | #VALUE! | #VALUE! | #VALUE! | #VALUE! | #VALUE! | #VALUE! | #VALUE! | #VALUE! | #VALUE! | #VALUE! | #VALUE! | #VALUE! | #VALUE! | #VALUE! | #VALUE! | #VALUE! | #VALUE! | #VALUE! | #VALUE! | #VALUE! | #VALUE! | #VALUE! | #VALUE! | #VALUE! | #VALUE! | #VALUE! | #VALUE! | #VALUE! | #VALUE! | #VALUE! | #VALUE! | #VALUE! | #VALUE! | #VALUE! | #VALUE! | #VALUE! | #VALUE! | #VALUE! | #VALUE! | #VALUE! | #VALUE! | #VALUE! | #VALUE! | #VALUE! | #VALUE! | #VALUE! | #VALUE! | #VALUE! | #VALUE! | #VALUE! | #VALUE! | #VALUE! | #VALUE! | #VALUE! | #VALUE! | #VALUE! | #VALUE! | #VALUE! | #VALUE! | #VALUE! | #VALUE! | #VALUE! | #VALUE! | #VALUE! | #VALUE! | #VALUE! | #VALUE! | #VALUE! | #VALUE! | #VALUE! | #VALUE! | #VALUE! | #VALUE! | #VALUE! | #VALUE! | #VALUE! | #VALUE! | #VALUE! | #VALUE! | #VALUE! | #VALUE! | #VALUE!
| 25th |  | #VALUE! | #VALUE! | #VALUE! | #VALUE! | #VALUE! | #VALUE! | #VALUE! | #VALUE! | #VALUE! | #VALUE! | #VALUE! | #VALUE! | #VALUE! | #VALUE! | #VALUE! | #VALUE! | #VALUE! | #VALUE! | #VALUE! | #VALUE! | #VALUE! | #VALUE! | #VALUE! | #VALUE! | #VALUE! | #VALUE! | #VALUE! | #VALUE! | #VALUE! | #VALUE! | #VALUE! | #VALUE! | #VALUE! | #VALUE! | #VALUE! | #VALUE! | #VALUE! | #VALUE! | #VALUE! | #VALUE! | #VALUE! | #VALUE! | #VALUE! | #VALUE! | #VALUE! | #VALUE! | #VALUE! | #VALUE! | #VALUE! | #VALUE! | #VALUE! | #VALUE! | #VALUE! | #VALUE! | #VALUE! | #VALUE! | #VALUE! | #VALUE! | #VALUE! | #VALUE! | #VALUE! | #VALUE! | #VALUE! | #VALUE! | #VALUE! | #VALUE! | #VALUE! | #VALUE! | #VALUE! | #VALUE! | #VALUE! | #VALUE! | #VALUE! | #VALUE! | #VALUE! | #VALUE! | #VALUE! | #VALUE! | #VALUE! | #VALUE! | #VALUE! | #VALUE! | #VALUE! | #VALUE! | #VALUE! | #VALUE! | #VALUE! | #VALUE! | #VALUE! | #VALUE! | #VALUE! | #VALUE! | #VALUE! | #VALUE! | #VALUE! | #VALUE! | #VALUE! | #VALUE! | #VALUE! | #VALUE! | #VALUE! | #VALUE! | #VALUE! | #VALUE! | #VALUE! | #VALUE! | #VALUE! | #VALUE! | #VALUE! | #VALUE! | #VALUE!
| 75th |  | #VALUE! | #VALUE! | #VALUE! | #VALUE! | #VALUE! | #VALUE! | #VALUE! | #VALUE! | #VALUE! | #VALUE! | #VALUE! | #VALUE! | #VALUE! | #VALUE! | #VALUE! | #VALUE! | #VALUE! | #VALUE! | #VALUE! | #VALUE! | #VALUE! | #VALUE! | #VALUE! | #VALUE! | #VALUE! | #VALUE! | #VALUE! | #VALUE! | #VALUE! | #VALUE! | #VALUE! | #VALUE! | #VALUE! | #VALUE! | #VALUE! | #VALUE! | #VALUE! | #VALUE! | #VALUE! | #VALUE! | #VALUE! | #VALUE! | #VALUE! | #VALUE! | #VALUE! | #VALUE! | #VALUE! | #VALUE! | #VALUE! | #VALUE! | #VALUE! | #VALUE! | #VALUE! | #VALUE! | #VALUE! | #VALUE! | #VALUE! | #VALUE! | #VALUE! | #VALUE! | #VALUE! | #VALUE! | #VALUE! | #VALUE! | #VALUE! | #VALUE! | #VALUE! | #VALUE! | #VALUE! | #VALUE! | #VALUE! | #VALUE! | #VALUE! | #VALUE! | #VALUE! | #VALUE! | #VALUE! | #VALUE! | #VALUE! | #VALUE! | #VALUE! | #VALUE! | #VALUE! | #VALUE! | #VALUE! | #VALUE! | #VALUE! | #VALUE! | #VALUE! | #VALUE! | #VALUE! | #VALUE! | #VALUE! | #VALUE! | #VALUE! | #VALUE! | #VALUE! | #VALUE! | #VALUE! | #VALUE! | #VALUE! | #VALUE! | #VALUE! | #VALUE! | #VALUE! | #VALUE! | #VALUE! | #VALUE! | #VALUE! | #VALUE! | #VALUE!
| 90th |  | #VALUE! | #VALUE! | #VALUE! | #VALUE! | #VALUE! | #VALUE! | #VALUE! | #VALUE! | #VALUE! | #VALUE! | #VALUE! | #VALUE! | #VALUE! | #VALUE! | #VALUE! | #VALUE! | #VALUE! | #VALUE! | #VALUE! | #VALUE! | #VALUE! | #VALUE! | #VALUE! | #VALUE! | #VALUE! | #VALUE! | #VALUE! | #VALUE! | #VALUE! | #VALUE! | #VALUE! | #VALUE! | #VALUE! | #VALUE! | #VALUE! | #VALUE! | #VALUE! | #VALUE! | #VALUE! | #VALUE! | #VALUE! | #VALUE! | #VALUE! | #VALUE! | #VALUE! | #VALUE! | #VALUE! | #VALUE! | #VALUE! | #VALUE! | #VALUE! | #VALUE! | #VALUE! | #VALUE! | #VALUE! | #VALUE! | #VALUE! | #VALUE! | #VALUE! | #VALUE! | #VALUE! | #VALUE! | #VALUE! | #VALUE! | #VALUE! | #VALUE! | #VALUE! | #VALUE! | #VALUE! | #VALUE! | #VALUE! | #VALUE! | #VALUE! | #VALUE! | #VALUE! | #VALUE! | #VALUE! | #VALUE! | #VALUE! | #VALUE! | #VALUE! | #VALUE! | #VALUE! | #VALUE! | #VALUE! | #VALUE! | #VALUE! | #VALUE! | #VALUE! | #VALUE! | #VALUE! | #VALUE! | #VALUE! | #VALUE! | #VALUE! | #VALUE! | #VALUE! | #VALUE! | #VALUE! | #VALUE! | #VALUE! | #VALUE! | #VALUE! | #VALUE! | #VALUE! | #VALUE! | #VALUE! | #VALUE! | #VALUE! | #VALUE! | #VALUE!
MEAD EVAP | avg |  | #DIV/0! | #DIV/0! | #DIV/0! | #DIV/0! | #DIV/0! | #DIV/0! | #DIV/0! | #DIV/0! | #DIV/0! | #DIV/0! | #DIV/0! | #DIV/0! | #DIV/0! | #DIV/0! | #DIV/0! | #DIV/0! | #DIV/0! | #DIV/0! | #DIV/0! | #DIV/0! | #DIV/0! | #DIV/0! | #DIV/0! | #DIV/0! | #DIV/0! | #DIV/0! | #DIV/0! | #DIV/0! | #DIV/0! | #DIV/0! | #DIV/0! | #DIV/0! | #DIV/0! | #DIV/0! | #DIV/0! | #DIV/0! | #DIV/0! | #DIV/0! | #DIV/0! | #DIV/0! | #DIV/0! | #DIV/0! | #DIV/0! | #DIV/0! | #DIV/0! | #DIV/0! | #DIV/0! | #DIV/0! | #DIV/0! | #DIV/0! | #DIV/0! | #DIV/0! | #DIV/0! | #DIV/0! | #DIV/0! | #DIV/0! | #DIV/0! | #DIV/0! | #DIV/0! | #DIV/0! | #DIV/0! | #DIV/0! | #DIV/0! | #DIV/0! | #DIV/0! | #DIV/0! | #DIV/0! | #DIV/0! | #DIV/0! | #DIV/0! | #DIV/0! | #DIV/0! | #DIV/0! | #DIV/0! | #DIV/0! | #DIV/0! | #DIV/0! | #DIV/0! | #DIV/0! | #DIV/0! | #DIV/0! | #DIV/0! | #DIV/0! | #DIV/0! | #DIV/0! | #DIV/0! | #DIV/0! | #DIV/0! | #DIV/0! | #DIV/0! | #DIV/0! | #DIV/0! | #DIV/0! | #DIV/0! | #DIV/0! | #DIV/0! | #DIV/0! | #DIV/0! | #DIV/0! | #DIV/0! | #DIV/0! | #DIV/0! | #DIV/0! | #DIV/0! | #DIV/0! | #DIV/0! | #DIV/0! | #DIV/0! | #DIV/0! | #DIV/0! | #DIV/0!
| median |  | #VALUE! | #VALUE! | #VALUE! | #VALUE! | #VALUE! | #VALUE! | #VALUE! | #VALUE! | #VALUE! | #VALUE! | #VALUE! | #VALUE! | #VALUE! | #VALUE! | #VALUE! | #VALUE! | #VALUE! | #VALUE! | #VALUE! | #VALUE! | #VALUE! | #VALUE! | #VALUE! | #VALUE! | #VALUE! | #VALUE! | #VALUE! | #VALUE! | #VALUE! | #VALUE! | #VALUE! | #VALUE! | #VALUE! | #VALUE! | #VALUE! | #VALUE! | #VALUE! | #VALUE! | #VALUE! | #VALUE! | #VALUE! | #VALUE! | #VALUE! | #VALUE! | #VALUE! | #VALUE! | #VALUE! | #VALUE! | #VALUE! | #VALUE! | #VALUE! | #VALUE! | #VALUE! | #VALUE! | #VALUE! | #VALUE! | #VALUE! | #VALUE! | #VALUE! | #VALUE! | #VALUE! | #VALUE! | #VALUE! | #VALUE! | #VALUE! | #VALUE! | #VALUE! | #VALUE! | #VALUE! | #VALUE! | #VALUE! | #VALUE! | #VALUE! | #VALUE! | #VALUE! | #VALUE! | #VALUE! | #VALUE! | #VALUE! | #VALUE! | #VALUE! | #VALUE! | #VALUE! | #VALUE! | #VALUE! | #VALUE! | #VALUE! | #VALUE! | #VALUE! | #VALUE! | #VALUE! | #VALUE! | #VALUE! | #VALUE! | #VALUE! | #VALUE! | #VALUE! | #VALUE! | #VALUE! | #VALUE! | #VALUE! | #VALUE! | #VALUE! | #VALUE! | #VALUE! | #VALUE! | #VALUE! | #VALUE! | #VALUE! | #VALUE! | #VALUE!
| 10th |  | #VALUE! | #VALUE! | #VALUE! | #VALUE! | #VALUE! | #VALUE! | #VALUE! | #VALUE! | #VALUE! | #VALUE! | #VALUE! | #VALUE! | #VALUE! | #VALUE! | #VALUE! | #VALUE! | #VALUE! | #VALUE! | #VALUE! | #VALUE! | #VALUE! | #VALUE! | #VALUE! | #VALUE! | #VALUE! | #VALUE! | #VALUE! | #VALUE! | #VALUE! | #VALUE! | #VALUE! | #VALUE! | #VALUE! | #VALUE! | #VALUE! | #VALUE! | #VALUE! | #VALUE! | #VALUE! | #VALUE! | #VALUE! | #VALUE! | #VALUE! | #VALUE! | #VALUE! | #VALUE! | #VALUE! | #VALUE! | #VALUE! | #VALUE! | #VALUE! | #VALUE! | #VALUE! | #VALUE! | #VALUE! | #VALUE! | #VALUE! | #VALUE! | #VALUE! | #VALUE! | #VALUE! | #VALUE! | #VALUE! | #VALUE! | #VALUE! | #VALUE! | #VALUE! | #VALUE! | #VALUE! | #VALUE! | #VALUE! | #VALUE! | #VALUE! | #VALUE! | #VALUE! | #VALUE! | #VALUE! | #VALUE! | #VALUE! | #VALUE! | #VALUE! | #VALUE! | #VALUE! | #VALUE! | #VALUE! | #VALUE! | #VALUE! | #VALUE! | #VALUE! | #VALUE! | #VALUE! | #VALUE! | #VALUE! | #VALUE! | #VALUE! | #VALUE! | #VALUE! | #VALUE! | #VALUE! | #VALUE! | #VALUE! | #VALUE! | #VALUE! | #VALUE! | #VALUE! | #VALUE! | #VALUE! | #VALUE! | #VALUE! | #VALUE! | #VALUE!
| 25th |  | #VALUE! | #VALUE! | #VALUE! | #VALUE! | #VALUE! | #VALUE! | #VALUE! | #VALUE! | #VALUE! | #VALUE! | #VALUE! | #VALUE! | #VALUE! | #VALUE! | #VALUE! | #VALUE! | #VALUE! | #VALUE! | #VALUE! | #VALUE! | #VALUE! | #VALUE! | #VALUE! | #VALUE! | #VALUE! | #VALUE! | #VALUE! | #VALUE! | #VALUE! | #VALUE! | #VALUE! | #VALUE! | #VALUE! | #VALUE! | #VALUE! | #VALUE! | #VALUE! | #VALUE! | #VALUE! | #VALUE! | #VALUE! | #VALUE! | #VALUE! | #VALUE! | #VALUE! | #VALUE! | #VALUE! | #VALUE! | #VALUE! | #VALUE! | #VALUE! | #VALUE! | #VALUE! | #VALUE! | #VALUE! | #VALUE! | #VALUE! | #VALUE! | #VALUE! | #VALUE! | #VALUE! | #VALUE! | #VALUE! | #VALUE! | #VALUE! | #VALUE! | #VALUE! | #VALUE! | #VALUE! | #VALUE! | #VALUE! | #VALUE! | #VALUE! | #VALUE! | #VALUE! | #VALUE! | #VALUE! | #VALUE! | #VALUE! | #VALUE! | #VALUE! | #VALUE! | #VALUE! | #VALUE! | #VALUE! | #VALUE! | #VALUE! | #VALUE! | #VALUE! | #VALUE! | #VALUE! | #VALUE! | #VALUE! | #VALUE! | #VALUE! | #VALUE! | #VALUE! | #VALUE! | #VALUE! | #VALUE! | #VALUE! | #VALUE! | #VALUE! | #VALUE! | #VALUE! | #VALUE! | #VALUE! | #VALUE! | #VALUE! | #VALUE! | #VALUE!
| 75th |  | #VALUE! | #VALUE! | #VALUE! | #VALUE! | #VALUE! | #VALUE! | #VALUE! | #VALUE! | #VALUE! | #VALUE! | #VALUE! | #VALUE! | #VALUE! | #VALUE! | #VALUE! | #VALUE! | #VALUE! | #VALUE! | #VALUE! | #VALUE! | #VALUE! | #VALUE! | #VALUE! | #VALUE! | #VALUE! | #VALUE! | #VALUE! | #VALUE! | #VALUE! | #VALUE! | #VALUE! | #VALUE! | #VALUE! | #VALUE! | #VALUE! | #VALUE! | #VALUE! | #VALUE! | #VALUE! | #VALUE! | #VALUE! | #VALUE! | #VALUE! | #VALUE! | #VALUE! | #VALUE! | #VALUE! | #VALUE! | #VALUE! | #VALUE! | #VALUE! | #VALUE! | #VALUE! | #VALUE! | #VALUE! | #VALUE! | #VALUE! | #VALUE! | #VALUE! | #VALUE! | #VALUE! | #VALUE! | #VALUE! | #VALUE! | #VALUE! | #VALUE! | #VALUE! | #VALUE! | #VALUE! | #VALUE! | #VALUE! | #VALUE! | #VALUE! | #VALUE! | #VALUE! | #VALUE! | #VALUE! | #VALUE! | #VALUE! | #VALUE! | #VALUE! | #VALUE! | #VALUE! | #VALUE! | #VALUE! | #VALUE! | #VALUE! | #VALUE! | #VALUE! | #VALUE! | #VALUE! | #VALUE! | #VALUE! | #VALUE! | #VALUE! | #VALUE! | #VALUE! | #VALUE! | #VALUE! | #VALUE! | #VALUE! | #VALUE! | #VALUE! | #VALUE! | #VALUE! | #VALUE! | #VALUE! | #VALUE! | #VALUE! | #VALUE! | #VALUE!
| 90th |  | #VALUE! | #VALUE! | #VALUE! | #VALUE! | #VALUE! | #VALUE! | #VALUE! | #VALUE! | #VALUE! | #VALUE! | #VALUE! | #VALUE! | #VALUE! | #VALUE! | #VALUE! | #VALUE! | #VALUE! | #VALUE! | #VALUE! | #VALUE! | #VALUE! | #VALUE! | #VALUE! | #VALUE! | #VALUE! | #VALUE! | #VALUE! | #VALUE! | #VALUE! | #VALUE! | #VALUE! | #VALUE! | #VALUE! | #VALUE! | #VALUE! | #VALUE! | #VALUE! | #VALUE! | #VALUE! | #VALUE! | #VALUE! | #VALUE! | #VALUE! | #VALUE! | #VALUE! | #VALUE! | #VALUE! | #VALUE! | #VALUE! | #VALUE! | #VALUE! | #VALUE! | #VALUE! | #VALUE! | #VALUE! | #VALUE! | #VALUE! | #VALUE! | #VALUE! | #VALUE! | #VALUE! | #VALUE! | #VALUE! | #VALUE! | #VALUE! | #VALUE! | #VALUE! | #VALUE! | #VALUE! | #VALUE! | #VALUE! | #VALUE! | #VALUE! | #VALUE! | #VALUE! | #VALUE! | #VALUE! | #VALUE! | #VALUE! | #VALUE! | #VALUE! | #VALUE! | #VALUE! | #VALUE! | #VALUE! | #VALUE! | #VALUE! | #VALUE! | #VALUE! | #VALUE! | #VALUE! | #VALUE! | #VALUE! | #VALUE! | #VALUE! | #VALUE! | #VALUE! | #VALUE! | #VALUE! | #VALUE! | #VALUE! | #VALUE! | #VALUE! | #VALUE! | #VALUE! | #VALUE! | #VALUE! | #VALUE! | #VALUE! | #VALUE! | #VALUE!
MEAD RELEASE | avg |  | #DIV/0! | #DIV/0! | #DIV/0! | #DIV/0! | #DIV/0! | #DIV/0! | #DIV/0! | #DIV/0! | #DIV/0! | #DIV/0! | #DIV/0! | #DIV/0! | #DIV/0! | #DIV/0! | #DIV/0! | #DIV/0! | #DIV/0! | #DIV/0! | #DIV/0! | #DIV/0! | #DIV/0! | #DIV/0! | #DIV/0! | #DIV/0! | #DIV/0! | #DIV/0! | #DIV/0! | #DIV/0! | #DIV/0! | #DIV/0! | #DIV/0! | #DIV/0! | #DIV/0! | #DIV/0! | #DIV/0! | #DIV/0! | #DIV/0! | #DIV/0! | #DIV/0! | #DIV/0! | #DIV/0! | #DIV/0! | #DIV/0! | #DIV/0! | #DIV/0! | #DIV/0! | #DIV/0! | #DIV/0! | #DIV/0! | #DIV/0! | #DIV/0! | #DIV/0! | #DIV/0! | #DIV/0! | #DIV/0! | #DIV/0! | #DIV/0! | #DIV/0! | #DIV/0! | #DIV/0! | #DIV/0! | #DIV/0! | #DIV/0! | #DIV/0! | #DIV/0! | #DIV/0! | #DIV/0! | #DIV/0! | #DIV/0! | #DIV/0! | #DIV/0! | #DIV/0! | #DIV/0! | #DIV/0! | #DIV/0! | #DIV/0! | #DIV/0! | #DIV/0! | #DIV/0! | #DIV/0! | #DIV/0! | #DIV/0! | #DIV/0! | #DIV/0! | #DIV/0! | #DIV/0! | #DIV/0! | #DIV/0! | #DIV/0! | #DIV/0! | #DIV/0! | #DIV/0! | #DIV/0! | #DIV/0! | #DIV/0! | #DIV/0! | #DIV/0! | #DIV/0! | #DIV/0! | #DIV/0! | #DIV/0! | #DIV/0! | #DIV/0! | #DIV/0! | #DIV/0! | #DIV/0! | #DIV/0! | #DIV/0! | #DIV/0! | #DIV/0! | #DIV/0!
| median |  | #VALUE! | #VALUE! | #VALUE! | #VALUE! | #VALUE! | #VALUE! | #VALUE! | #VALUE! | #VALUE! | #VALUE! | #VALUE! | #VALUE! | #VALUE! | #VALUE! | #VALUE! | #VALUE! | #VALUE! | #VALUE! | #VALUE! | #VALUE! | #VALUE! | #VALUE! | #VALUE! | #VALUE! | #VALUE! | #VALUE! | #VALUE! | #VALUE! | #VALUE! | #VALUE! | #VALUE! | #VALUE! | #VALUE! | #VALUE! | #VALUE! | #VALUE! | #VALUE! | #VALUE! | #VALUE! | #VALUE! | #VALUE! | #VALUE! | #VALUE! | #VALUE! | #VALUE! | #VALUE! | #VALUE! | #VALUE! | #VALUE! | #VALUE! | #VALUE! | #VALUE! | #VALUE! | #VALUE! | #VALUE! | #VALUE! | #VALUE! | #VALUE! | #VALUE! | #VALUE! | #VALUE! | #VALUE! | #VALUE! | #VALUE! | #VALUE! | #VALUE! | #VALUE! | #VALUE! | #VALUE! | #VALUE! | #VALUE! | #VALUE! | #VALUE! | #VALUE! | #VALUE! | #VALUE! | #VALUE! | #VALUE! | #VALUE! | #VALUE! | #VALUE! | #VALUE! | #VALUE! | #VALUE! | #VALUE! | #VALUE! | #VALUE! | #VALUE! | #VALUE! | #VALUE! | #VALUE! | #VALUE! | #VALUE! | #VALUE! | #VALUE! | #VALUE! | #VALUE! | #VALUE! | #VALUE! | #VALUE! | #VALUE! | #VALUE! | #VALUE! | #VALUE! | #VALUE! | #VALUE! | #VALUE! | #VALUE! | #VALUE! | #VALUE! | #VALUE!
| 10th |  | #VALUE! | #VALUE! | #VALUE! | #VALUE! | #VALUE! | #VALUE! | #VALUE! | #VALUE! | #VALUE! | #VALUE! | #VALUE! | #VALUE! | #VALUE! | #VALUE! | #VALUE! | #VALUE! | #VALUE! | #VALUE! | #VALUE! | #VALUE! | #VALUE! | #VALUE! | #VALUE! | #VALUE! | #VALUE! | #VALUE! | #VALUE! | #VALUE! | #VALUE! | #VALUE! | #VALUE! | #VALUE! | #VALUE! | #VALUE! | #VALUE! | #VALUE! | #VALUE! | #VALUE! | #VALUE! | #VALUE! | #VALUE! | #VALUE! | #VALUE! | #VALUE! | #VALUE! | #VALUE! | #VALUE! | #VALUE! | #VALUE! | #VALUE! | #VALUE! | #VALUE! | #VALUE! | #VALUE! | #VALUE! | #VALUE! | #VALUE! | #VALUE! | #VALUE! | #VALUE! | #VALUE! | #VALUE! | #VALUE! | #VALUE! | #VALUE! | #VALUE! | #VALUE! | #VALUE! | #VALUE! | #VALUE! | #VALUE! | #VALUE! | #VALUE! | #VALUE! | #VALUE! | #VALUE! | #VALUE! | #VALUE! | #VALUE! | #VALUE! | #VALUE! | #VALUE! | #VALUE! | #VALUE! | #VALUE! | #VALUE! | #VALUE! | #VALUE! | #VALUE! | #VALUE! | #VALUE! | #VALUE! | #VALUE! | #VALUE! | #VALUE! | #VALUE! | #VALUE! | #VALUE! | #VALUE! | #VALUE! | #VALUE! | #VALUE! | #VALUE! | #VALUE! | #VALUE! | #VALUE! | #VALUE! | #VALUE! | #VALUE! | #VALUE! | #VALUE!
| 25th |  | #VALUE! | #VALUE! | #VALUE! | #VALUE! | #VALUE! | #VALUE! | #VALUE! | #VALUE! | #VALUE! | #VALUE! | #VALUE! | #VALUE! | #VALUE! | #VALUE! | #VALUE! | #VALUE! | #VALUE! | #VALUE! | #VALUE! | #VALUE! | #VALUE! | #VALUE! | #VALUE! | #VALUE! | #VALUE! | #VALUE! | #VALUE! | #VALUE! | #VALUE! | #VALUE! | #VALUE! | #VALUE! | #VALUE! | #VALUE! | #VALUE! | #VALUE! | #VALUE! | #VALUE! | #VALUE! | #VALUE! | #VALUE! | #VALUE! | #VALUE! | #VALUE! | #VALUE! | #VALUE! | #VALUE! | #VALUE! | #VALUE! | #VALUE! | #VALUE! | #VALUE! | #VALUE! | #VALUE! | #VALUE! | #VALUE! | #VALUE! | #VALUE! | #VALUE! | #VALUE! | #VALUE! | #VALUE! | #VALUE! | #VALUE! | #VALUE! | #VALUE! | #VALUE! | #VALUE! | #VALUE! | #VALUE! | #VALUE! | #VALUE! | #VALUE! | #VALUE! | #VALUE! | #VALUE! | #VALUE! | #VALUE! | #VALUE! | #VALUE! | #VALUE! | #VALUE! | #VALUE! | #VALUE! | #VALUE! | #VALUE! | #VALUE! | #VALUE! | #VALUE! | #VALUE! | #VALUE! | #VALUE! | #VALUE! | #VALUE! | #VALUE! | #VALUE! | #VALUE! | #VALUE! | #VALUE! | #VALUE! | #VALUE! | #VALUE! | #VALUE! | #VALUE! | #VALUE! | #VALUE! | #VALUE! | #VALUE! | #VALUE! | #VALUE! | #VALUE!
| 75th |  | #VALUE! | #VALUE! | #VALUE! | #VALUE! | #VALUE! | #VALUE! | #VALUE! | #VALUE! | #VALUE! | #VALUE! | #VALUE! | #VALUE! | #VALUE! | #VALUE! | #VALUE! | #VALUE! | #VALUE! | #VALUE! | #VALUE! | #VALUE! | #VALUE! | #VALUE! | #VALUE! | #VALUE! | #VALUE! | #VALUE! | #VALUE! | #VALUE! | #VALUE! | #VALUE! | #VALUE! | #VALUE! | #VALUE! | #VALUE! | #VALUE! | #VALUE! | #VALUE! | #VALUE! | #VALUE! | #VALUE! | #VALUE! | #VALUE! | #VALUE! | #VALUE! | #VALUE! | #VALUE! | #VALUE! | #VALUE! | #VALUE! | #VALUE! | #VALUE! | #VALUE! | #VALUE! | #VALUE! | #VALUE! | #VALUE! | #VALUE! | #VALUE! | #VALUE! | #VALUE! | #VALUE! | #VALUE! | #VALUE! | #VALUE! | #VALUE! | #VALUE! | #VALUE! | #VALUE! | #VALUE! | #VALUE! | #VALUE! | #VALUE! | #VALUE! | #VALUE! | #VALUE! | #VALUE! | #VALUE! | #VALUE! | #VALUE! | #VALUE! | #VALUE! | #VALUE! | #VALUE! | #VALUE! | #VALUE! | #VALUE! | #VALUE! | #VALUE! | #VALUE! | #VALUE! | #VALUE! | #VALUE! | #VALUE! | #VALUE! | #VALUE! | #VALUE! | #VALUE! | #VALUE! | #VALUE! | #VALUE! | #VALUE! | #VALUE! | #VALUE! | #VALUE! | #VALUE! | #VALUE! | #VALUE! | #VALUE! | #VALUE! | #VALUE! | #VALUE!
| 90th |  | #VALUE! | #VALUE! | #VALUE! | #VALUE! | #VALUE! | #VALUE! | #VALUE! | #VALUE! | #VALUE! | #VALUE! | #VALUE! | #VALUE! | #VALUE! | #VALUE! | #VALUE! | #VALUE! | #VALUE! | #VALUE! | #VALUE! | #VALUE! | #VALUE! | #VALUE! | #VALUE! | #VALUE! | #VALUE! | #VALUE! | #VALUE! | #VALUE! | #VALUE! | #VALUE! | #VALUE! | #VALUE! | #VALUE! | #VALUE! | #VALUE! | #VALUE! | #VALUE! | #VALUE! | #VALUE! | #VALUE! | #VALUE! | #VALUE! | #VALUE! | #VALUE! | #VALUE! | #VALUE! | #VALUE! | #VALUE! | #VALUE! | #VALUE! | #VALUE! | #VALUE! | #VALUE! | #VALUE! | #VALUE! | #VALUE! | #VALUE! | #VALUE! | #VALUE! | #VALUE! | #VALUE! | #VALUE! | #VALUE! | #VALUE! | #VALUE! | #VALUE! | #VALUE! | #VALUE! | #VALUE! | #VALUE! | #VALUE! | #VALUE! | #VALUE! | #VALUE! | #VALUE! | #VALUE! | #VALUE! | #VALUE! | #VALUE! | #VALUE! | #VALUE! | #VALUE! | #VALUE! | #VALUE! | #VALUE! | #VALUE! | #VALUE! | #VALUE! | #VALUE! | #VALUE! | #VALUE! | #VALUE! | #VALUE! | #VALUE! | #VALUE! | #VALUE! | #VALUE! | #VALUE! | #VALUE! | #VALUE! | #VALUE! | #VALUE! | #VALUE! | #VALUE! | #VALUE! | #VALUE! | #VALUE! | #VALUE! | #VALUE! | #VALUE! | #VALUE!
< 1025' (%) | % |  | DO NOT DELETE LINES 300 - 499 2008: #DIV/0!; DO NOT DELETE LINES 300 - 499 2009: #DIV/0!; DO NOT DELETE LINES 300 - 499 2010: #DIV/0!; DO NOT DELETE LINES 300 - 499 2011: #DIV/0!; DO NOT DELETE LINES 300 - 499 2012: #DIV/0!; DO NOT DELETE LINES 300 - 499 2013: #DIV/0!; DO NOT DELETE LINES 300 - 499 2014: #DIV/0!; DO NOT DELETE LINES 300 - 499 2015: #DIV/0!; DO NOT DELETE LINES 300 - 499 2016: #DIV/0!; DO NOT DELETE LINES 300 - 499 2017: #DIV/0!; DO NOT DELETE LINES 300 - 499 2018: #DIV/0!; DO NOT DELETE LINES 300 - 499 2019: #DIV/0!; DO NOT DELETE LINES 300 - 499 2020: #DIV/0!; DO NOT DELETE LINES 300 - 499 2021: #DIV/0!; DO NOT DELETE LINES 300 - 499 2022: #DIV/0!; DO NOT DELETE LINES 300 - 499 2023: #DIV/0!; DO NOT DELETE LINES 300 - 499 2024: #DIV/0!; DO NOT DELETE LINES 300 - 499 2025: #DIV/0!; DO NOT DELETE LINES 300 - 499 2026: #DIV/0!
< 1050' (%) | % |  | DO NOT DELETE LINES 300 - 499 2008: #DIV/0!; DO NOT DELETE LINES 300 - 499 2009: #DIV/0!; DO NOT DELETE LINES 300 - 499 2010: #DIV/0!; DO NOT DELETE LINES 300 - 499 2011: #DIV/0!; DO NOT DELETE LINES 300 - 499 2012: #DIV/0!; DO NOT DELETE LINES 300 - 499 2013: #DIV/0!; DO NOT DELETE LINES 300 - 499 2014: #DIV/0!; DO NOT DELETE LINES 300 - 499 2015: #DIV/0!; DO NOT DELETE LINES 300 - 499 2016: #DIV/0!; DO NOT DELETE LINES 300 - 499 2017: #DIV/0!; DO NOT DELETE LINES 300 - 499 2018: #DIV/0!; DO NOT DELETE LINES 300 - 499 2019: #DIV/0!; DO NOT DELETE LINES 300 - 499 2020: #DIV/0!; DO NOT DELETE LINES 300 - 499 2021: #DIV/0!; DO NOT DELETE LINES 300 - 499 2022: #DIV/0!; DO NOT DELETE LINES 300 - 499 2023: #DIV/0!; DO NOT DELETE LINES 300 - 499 2024: #DIV/0!; DO NOT DELETE LINES 300 - 499 2025: #DIV/0!; DO NOT DELETE LINES 300 - 499 2026: #DIV/0!
< 1075' (%) | % |  | DO NOT DELETE LINES 300 - 499 2008: #DIV/0!; DO NOT DELETE LINES 300 - 499 2009: #DIV/0!; DO NOT DELETE LINES 300 - 499 2010: #DIV/0!; DO NOT DELETE LINES 300 - 499 2011: #DIV/0!; DO NOT DELETE LINES 300 - 499 2012: #DIV/0!; DO NOT DELETE LINES 300 - 499 2013: #DIV/0!; DO NOT DELETE LINES 300 - 499 2014: #DIV/0!; DO NOT DELETE LINES 300 - 499 2015: #DIV/0!; DO NOT DELETE LINES 300 - 499 2016: #DIV/0!; DO NOT DELETE LINES 300 - 499 2017: #DIV/0!; DO NOT DELETE LINES 300 - 499 2018: #DIV/0!; DO NOT DELETE LINES 300 - 499 2019: #DIV/0!; DO NOT DELETE LINES 300 - 499 2020: #DIV/0!; DO NOT DELETE LINES 300 - 499 2021: #DIV/0!; DO NOT DELETE LINES 300 - 499 2022: #DIV/0!; DO NOT DELETE LINES 300 - 499 2023: #DIV/0!; DO NOT DELETE LINES 300 - 499 2024: #DIV/0!; DO NOT DELETE LINES 300 - 499 2025: #DIV/0!; DO NOT DELETE LINES 300 - 499 2026: #DIV/0!
MEAD LVL 1 SHT | avg | [20 empty] | #DIV/0! | #DIV/0! | #DIV/0! | #DIV/0! | #DIV/0! | #DIV/0! | #DIV/0! | #DIV/0! | #DIV/0! | #DIV/0! | #DIV/0! | #DIV/0! | #DIV/0! | #DIV/0! | #DIV/0! | #DIV/0! | #DIV/0! | #DIV/0! | #DIV/0! | #DIV/0! | #DIV/0! | #DIV/0! | #DIV/0! | #DIV/0! | #DIV/0! | #DIV/0! | #DIV/0! | #DIV/0! | #DIV/0! | #DIV/0! | #DIV/0! | #DIV/0! | #DIV/0! | #DIV/0! | #DIV/0! | #DIV/0! | #DIV/0! | #DIV/0! | #DIV/0! | #DIV/0! | #DIV/0! | #DIV/0! | #DIV/0! | #DIV/0! | #DIV/0! | #DIV/0! | #DIV/0! | #DIV/0! | #DIV/0! | #DIV/0! | #DIV/0! | #DIV/0! | #DIV/0! | #DIV/0! | #DIV/0! | #DIV/0! | #DIV/0! | #DIV/0! | #DIV/0! | #DIV/0! | #DIV/0! | #DIV/0! | #DIV/0! | #DIV/0! | #DIV/0! | #DIV/0! | #DIV/0! | #DIV/0! | #DIV/0! | #DIV/0! | #DIV/0! | #DIV/0! | #DIV/0! | #DIV/0! | #DIV/0! | #DIV/0! | #DIV/0! | #DIV/0! | #DIV/0! | #DIV/0! | #DIV/0! | #DIV/0! | #DIV/0! | #DIV/0! | #DIV/0! | #DIV/0! | #DIV/0! | #DIV/0! | #DIV/0! | #DIV/0! | #DIV/0! | #DIV/0!
| median | [20 empty] | #VALUE! | #VALUE! | #VALUE! | #VALUE! | #VALUE! | #VALUE! | #VALUE! | #VALUE! | #VALUE! | #VALUE! | #VALUE! | #VALUE! | #VALUE! | #VALUE! | #VALUE! | #VALUE! | #VALUE! | #VALUE! | #VALUE! | #VALUE! | #VALUE! | #VALUE! | #VALUE! | #VALUE! | #VALUE! | #VALUE! | #VALUE! | #VALUE! | #VALUE! | #VALUE! | #VALUE! | #VALUE! | #VALUE! | #VALUE! | #VALUE! | #VALUE! | #VALUE! | #VALUE! | #VALUE! | #VALUE! | #VALUE! | #VALUE! | #VALUE! | #VALUE! | #VALUE! | #VALUE! | #VALUE! | #VALUE! | #VALUE! | #VALUE! | #VALUE! | #VALUE! | #VALUE! | #VALUE! | #VALUE! | #VALUE! | #VALUE! | #VALUE! | #VALUE! | #VALUE! | #VALUE! | #VALUE! | #VALUE! | #VALUE! | #VALUE! | #VALUE! | #VALUE! | #VALUE! | #VALUE! | #VALUE! | #VALUE! | #VALUE! | #VALUE! | #VALUE! | #VALUE! | #VALUE! | #VALUE! | #VALUE! | #VALUE! | #VALUE! | #VALUE! | #VALUE! | #VALUE! | #VALUE! | #VALUE! | #VALUE! | #VALUE! | #VALUE! | #VALUE! | #VALUE! | #VALUE! | #VALUE!
| 10th | [20 empty] | #VALUE! | #VALUE! | #VALUE! | #VALUE! | #VALUE! | #VALUE! | #VALUE! | #VALUE! | #VALUE! | #VALUE! | #VALUE! | #VALUE! | #VALUE! | #VALUE! | #VALUE! | #VALUE! | #VALUE! | #VALUE! | #VALUE! | #VALUE! | #VALUE! | #VALUE! | #VALUE! | #VALUE! | #VALUE! | #VALUE! | #VALUE! | #VALUE! | #VALUE! | #VALUE! | #VALUE! | #VALUE! | #VALUE! | #VALUE! | #VALUE! | #VALUE! | #VALUE! | #VALUE! | #VALUE! | #VALUE! | #VALUE! | #VALUE! | #VALUE! | #VALUE! | #VALUE! | #VALUE! | #VALUE! | #VALUE! | #VALUE! | #VALUE! | #VALUE! | #VALUE! | #VALUE! | #VALUE! | #VALUE! | #VALUE! | #VALUE! | #VALUE! | #VALUE! | #VALUE! | #VALUE! | #VALUE! | #VALUE! | #VALUE! | #VALUE! | #VALUE! | #VALUE! | #VALUE! | #VALUE! | #VALUE! | #VALUE! | #VALUE! | #VALUE! | #VALUE! | #VALUE! | #VALUE! | #VALUE! | #VALUE! | #VALUE! | #VALUE! | #VALUE! | #VALUE! | #VALUE! | #VALUE! | #VALUE! | #VALUE! | #VALUE! | #VALUE! | #VALUE! | #VALUE! | #VALUE! | #VALUE!
| 25th | [20 empty] | #VALUE! | #VALUE! | #VALUE! | #VALUE! | #VALUE! | #VALUE! | #VALUE! | #VALUE! | #VALUE! | #VALUE! | #VALUE! | #VALUE! | #VALUE! | #VALUE! | #VALUE! | #VALUE! | #VALUE! | #VALUE! | #VALUE! | #VALUE! | #VALUE! | #VALUE! | #VALUE! | #VALUE! | #VALUE! | #VALUE! | #VALUE! | #VALUE! | #VALUE! | #VALUE! | #VALUE! | #VALUE! | #VALUE! | #VALUE! | #VALUE! | #VALUE! | #VALUE! | #VALUE! | #VALUE! | #VALUE! | #VALUE! | #VALUE! | #VALUE! | #VALUE! | #VALUE! | #VALUE! | #VALUE! | #VALUE! | #VALUE! | #VALUE! | #VALUE! | #VALUE! | #VALUE! | #VALUE! | #VALUE! | #VALUE! | #VALUE! | #VALUE! | #VALUE! | #VALUE! | #VALUE! | #VALUE! | #VALUE! | #VALUE! | #VALUE! | #VALUE! | #VALUE! | #VALUE! | #VALUE! | #VALUE! | #VALUE! | #VALUE! | #VALUE! | #VALUE! | #VALUE! | #VALUE! | #VALUE! | #VALUE! | #VALUE! | #VALUE! | #VALUE! | #VALUE! | #VALUE! | #VALUE! | #VALUE! | #VALUE! | #VALUE! | #VALUE! | #VALUE! | #VALUE! | #VALUE! | #VALUE!
| 75th | [20 empty] | #VALUE! | #VALUE! | #VALUE! | #VALUE! | #VALUE! | #VALUE! | #VALUE! | #VALUE! | #VALUE! | #VALUE! | #VALUE! | #VALUE! | #VALUE! | #VALUE! | #VALUE! | #VALUE! | #VALUE! | #VALUE! | #VALUE! | #VALUE! | #VALUE! | #VALUE! | #VALUE! | #VALUE! | #VALUE! | #VALUE! | #VALUE! | #VALUE! | #VALUE! | #VALUE! | #VALUE! | #VALUE! | #VALUE! | #VALUE! | #VALUE! | #VALUE! | #VALUE! | #VALUE! | #VALUE! | #VALUE! | #VALUE! | #VALUE! | #VALUE! | #VALUE! | #VALUE! | #VALUE! | #VALUE! | #VALUE! | #VALUE! | #VALUE! | #VALUE! | #VALUE! | #VALUE! | #VALUE! | #VALUE! | #VALUE! | #VALUE! | #VALUE! | #VALUE! | #VALUE! | #VALUE! | #VALUE! | #VALUE! | #VALUE! | #VALUE! | #VALUE! | #VALUE! | #VALUE! | #VALUE! | #VALUE! | #VALUE! | #VALUE! | #VALUE! | #VALUE! | #VALUE! | #VALUE! | #VALUE! | #VALUE! | #VALUE! | #VALUE! | #VALUE! | #VALUE! | #VALUE! | #VALUE! | #VALUE! | #VALUE! | #VALUE! | #VALUE! | #VALUE! | #VALUE! | #VALUE! | #VALUE!
| 90th | [20 empty] | #VALUE! | #VALUE! | #VALUE! | #VALUE! | #VALUE! | #VALUE! | #VALUE! | #VALUE! | #VALUE! | #VALUE! | #VALUE! | #VALUE! | #VALUE! | #VALUE! | #VALUE! | #VALUE! | #VALUE! | #VALUE! | #VALUE! | #VALUE! | #VALUE! | #VALUE! | #VALUE! | #VALUE! | #VALUE! | #VALUE! | #VALUE! | #VALUE! | #VALUE! | #VALUE! | #VALUE! | #VALUE! | #VALUE! | #VALUE! | #VALUE! | #VALUE! | #VALUE! | #VALUE! | #VALUE! | #VALUE! | #VALUE! | #VALUE! | #VALUE! | #VALUE! | #VALUE! | #VALUE! | #VALUE! | #VALUE! | #VALUE! | #VALUE! | #VALUE! | #VALUE! | #VALUE! | #VALUE! | #VALUE! | #VALUE! | #VALUE! | #VALUE! | #VALUE! | #VALUE! | #VALUE! | #VALUE! | #VALUE! | #VALUE! | #VALUE! | #VALUE! | #VALUE! | #VALUE! | #VALUE! | #VALUE! | #VALUE! | #VALUE! | #VALUE! | #VALUE! | #VALUE! | #VALUE! | #VALUE! | #VALUE! | #VALUE! | #VALUE! | #VALUE! | #VALUE! | #VALUE! | #VALUE! | #VALUE! | #VALUE! | #VALUE! | #VALUE! | #VALUE! | #VALUE! | #VALUE! | #VALUE!
| % occur. | [20 empty] | #DIV/0! | #DIV/0! | #DIV/0! | #DIV/0! | #DIV/0! | #DIV/0! | #DIV/0! | #DIV/0! | #DIV/0! | #DIV/0! | #DIV/0! | #DIV/0! | #DIV/0! | #DIV/0! | #DIV/0! | #DIV/0! | #DIV/0! | #DIV/0! | #DIV/0! | #DIV/0! | #DIV/0! | #DIV/0! | #DIV/0! | #DIV/0! | #DIV/0! | #DIV/0! | #DIV/0! | #DIV/0! | #DIV/0! | #DIV/0! | #DIV/0! | #DIV/0! | #DIV/0! | #DIV/0! | #DIV/0! | #DIV/0! | #DIV/0! | #DIV/0! | #DIV/0! | #DIV/0! | #DIV/0! | #DIV/0! | #DIV/0! | #DIV/0! | #DIV/0! | #DIV/0! | #DIV/0! | #DIV/0! | #DIV/0! | #DIV/0! | #DIV/0! | #DIV/0! | #DIV/0! | #DIV/0! | #DIV/0! | #DIV/0! | #DIV/0! | #DIV/0! | #DIV/0! | #DIV/0! | #DIV/0! | #DIV/0! | #DIV/0! | #DIV/0! | #DIV/0! | #DIV/0! | #DIV/0! | #DIV/0! | #DIV/0! | #DIV/0! | #DIV/0! | #DIV/0! | #DIV/0! | #DIV/0! | #DIV/0! | #DIV/0! | #DIV/0! | #DIV/0! | #DIV/0! | #DIV/0! | #DIV/0! | #DIV/0! | #DIV/0! | #DIV/0! | #DIV/0! | #DIV/0! | #DIV/0! | #DIV/0! | #DIV/0! | #DIV/0! | #DIV/0! | #DIV/0!
| avg/srpls | [20 empty] | #DIV/0! | #DIV/0! | #DIV/0! | #DIV/0! | #DIV/0! | #DIV/0! | #DIV/0! | #DIV/0! | #DIV/0! | #DIV/0! | #DIV/0! | #DIV/0! | #DIV/0! | #DIV/0! | #DIV/0! | #DIV/0! | #DIV/0! | #DIV/0! | #DIV/0! | #DIV/0! | #DIV/0! | #DIV/0! | #DIV/0! | #DIV/0! | #DIV/0! | #DIV/0! | #DIV/0! | #DIV/0! | #DIV/0! | #DIV/0! | #DIV/0! | #DIV/0! | #DIV/0! | #DIV/0! | #DIV/0! | #DIV/0! | #DIV/0! | #DIV/0! | #DIV/0! | #DIV/0! | #DIV/0! | #DIV/0! | #DIV/0! | #DIV/0! | #DIV/0! | #DIV/0! | #DIV/0! | #DIV/0! | #DIV/0! | #DIV/0! | #DIV/0! | #DIV/0! | #DIV/0! | #DIV/0! | #DIV/0! | #DIV/0! | #DIV/0! | #DIV/0! | #DIV/0! | #DIV/0! | #DIV/0! | #DIV/0! | #DIV/0! | #DIV/0! | #DIV/0! | #DIV/0! | #DIV/0! | #DIV/0! | #DIV/0! | #DIV/0! | #DIV/0! | #DIV/0! | #DIV/0! | #DIV/0! | #DIV/0! | #DIV/0! | #DIV/0! | #DIV/0! | #DIV/0! | #DIV/0! | #DIV/0! | #DIV/0! | #DIV/0! | #DIV/0! | #DIV/0! | #DIV/0! | #DIV/0! | #DIV/0! | #DIV/0! | #DIV/0! | #DIV/0! | #DIV/0!
MEAD LVL 2 SHT | avg | [20 empty] | #DIV/0! | #DIV/0! | #DIV/0! | #DIV/0! | #DIV/0! | #DIV/0! | #DIV/0! | #DIV/0! | #DIV/0! | #DIV/0! | #DIV/0! | #DIV/0! | #DIV/0! | #DIV/0! | #DIV/0! | #DIV/0! | #DIV/0! | #DIV/0! | #DIV/0! | #DIV/0! | #DIV/0! | #DIV/0! | #DIV/0! | #DIV/0! | #DIV/0! | #DIV/0! | #DIV/0! | #DIV/0! | #DIV/0! | #DIV/0! | #DIV/0! | #DIV/0! | #DIV/0! | #DIV/0! | #DIV/0! | #DIV/0! | #DIV/0! | #DIV/0! | #DIV/0! | #DIV/0! | #DIV/0! | #DIV/0! | #DIV/0! | #DIV/0! | #DIV/0! | #DIV/0! | #DIV/0! | #DIV/0! | #DIV/0! | #DIV/0! | #DIV/0! | #DIV/0! | #DIV/0! | #DIV/0! | #DIV/0! | #DIV/0! | #DIV/0! | #DIV/0! | #DIV/0! | #DIV/0! | #DIV/0! | #DIV/0! | #DIV/0! | #DIV/0! | #DIV/0! | #DIV/0! | #DIV/0! | #DIV/0! | #DIV/0! | #DIV/0! | #DIV/0! | #DIV/0! | #DIV/0! | #DIV/0! | #DIV/0! | #DIV/0! | #DIV/0! | #DIV/0! | #DIV/0! | #DIV/0! | #DIV/0! | #DIV/0! | #DIV/0! | #DIV/0! | #DIV/0! | #DIV/0! | #DIV/0! | #DIV/0! | #DIV/0! | #DIV/0! | #DIV/0! | #DIV/0!
| median | [20 empty] | #VALUE! | #VALUE! | #VALUE! | #VALUE! | #VALUE! | #VALUE! | #VALUE! | #VALUE! | #VALUE! | #VALUE! | #VALUE! | #VALUE! | #VALUE! | #VALUE! | #VALUE! | #VALUE! | #VALUE! | #VALUE! | #VALUE! | #VALUE! | #VALUE! | #VALUE! | #VALUE! | #VALUE! | #VALUE! | #VALUE! | #VALUE! | #VALUE! | #VALUE! | #VALUE! | #VALUE! | #VALUE! | #VALUE! | #VALUE! | #VALUE! | #VALUE! | #VALUE! | #VALUE! | #VALUE! | #VALUE! | #VALUE! | #VALUE! | #VALUE! | #VALUE! | #VALUE! | #VALUE! | #VALUE! | #VALUE! | #VALUE! | #VALUE! | #VALUE! | #VALUE! | #VALUE! | #VALUE! | #VALUE! | #VALUE! | #VALUE! | #VALUE! | #VALUE! | #VALUE! | #VALUE! | #VALUE! | #VALUE! | #VALUE! | #VALUE! | #VALUE! | #VALUE! | #VALUE! | #VALUE! | #VALUE! | #VALUE! | #VALUE! | #VALUE! | #VALUE! | #VALUE! | #VALUE! | #VALUE! | #VALUE! | #VALUE! | #VALUE! | #VALUE! | #VALUE! | #VALUE! | #VALUE! | #VALUE! | #VALUE! | #VALUE! | #VALUE! | #VALUE! | #VALUE! | #VALUE! | #VALUE!
| 10th | [20 empty] | #VALUE! | #VALUE! | #VALUE! | #VALUE! | #VALUE! | #VALUE! | #VALUE! | #VALUE! | #VALUE! | #VALUE! | #VALUE! | #VALUE! | #VALUE! | #VALUE! | #VALUE! | #VALUE! | #VALUE! | #VALUE! | #VALUE! | #VALUE! | #VALUE! | #VALUE! | #VALUE! | #VALUE! | #VALUE! | #VALUE! | #VALUE! | #VALUE! | #VALUE! | #VALUE! | #VALUE! | #VALUE! | #VALUE! | #VALUE! | #VALUE! | #VALUE! | #VALUE! | #VALUE! | #VALUE! | #VALUE! | #VALUE! | #VALUE! | #VALUE! | #VALUE! | #VALUE! | #VALUE! | #VALUE! | #VALUE! | #VALUE! | #VALUE! | #VALUE! | #VALUE! | #VALUE! | #VALUE! | #VALUE! | #VALUE! | #VALUE! | #VALUE! | #VALUE! | #VALUE! | #VALUE! | #VALUE! | #VALUE! | #VALUE! | #VALUE! | #VALUE! | #VALUE! | #VALUE! | #VALUE! | #VALUE! | #VALUE! | #VALUE! | #VALUE! | #VALUE! | #VALUE! | #VALUE! | #VALUE! | #VALUE! | #VALUE! | #VALUE! | #VALUE! | #VALUE! | #VALUE! | #VALUE! | #VALUE! | #VALUE! | #VALUE! | #VALUE! | #VALUE! | #VALUE! | #VALUE! | #VALUE!
| 25th | [20 empty] | #VALUE! | #VALUE! | #VALUE! | #VALUE! | #VALUE! | #VALUE! | #VALUE! | #VALUE! | #VALUE! | #VALUE! | #VALUE! | #VALUE! | #VALUE! | #VALUE! | #VALUE! | #VALUE! | #VALUE! | #VALUE! | #VALUE! | #VALUE! | #VALUE! | #VALUE! | #VALUE! | #VALUE! | #VALUE! | #VALUE! | #VALUE! | #VALUE! | #VALUE! | #VALUE! | #VALUE! | #VALUE! | #VALUE! | #VALUE! | #VALUE! | #VALUE! | #VALUE! | #VALUE! | #VALUE! | #VALUE! | #VALUE! | #VALUE! | #VALUE! | #VALUE! | #VALUE! | #VALUE! | #VALUE! | #VALUE! | #VALUE! | #VALUE! | #VALUE! | #VALUE! | #VALUE! | #VALUE! | #VALUE! | #VALUE! | #VALUE! | #VALUE! | #VALUE! | #VALUE! | #VALUE! | #VALUE! | #VALUE! | #VALUE! | #VALUE! | #VALUE! | #VALUE! | #VALUE! | #VALUE! | #VALUE! | #VALUE! | #VALUE! | #VALUE! | #VALUE! | #VALUE! | #VALUE! | #VALUE! | #VALUE! | #VALUE! | #VALUE! | #VALUE! | #VALUE! | #VALUE! | #VALUE! | #VALUE! | #VALUE! | #VALUE! | #VALUE! | #VALUE! | #VALUE! | #VALUE! | #VALUE!
| 75th | [20 empty] | #VALUE! | #VALUE! | #VALUE! | #VALUE! | #VALUE! | #VALUE! | #VALUE! | #VALUE! | #VALUE! | #VALUE! | #VALUE! | #VALUE! | #VALUE! | #VALUE! | #VALUE! | #VALUE! | #VALUE! | #VALUE! | #VALUE! | #VALUE! | #VALUE! | #VALUE! | #VALUE! | #VALUE! | #VALUE! | #VALUE! | #VALUE! | #VALUE! | #VALUE! | #VALUE! | #VALUE! | #VALUE! | #VALUE! | #VALUE! | #VALUE! | #VALUE! | #VALUE! | #VALUE! | #VALUE! | #VALUE! | #VALUE! | #VALUE! | #VALUE! | #VALUE! | #VALUE! | #VALUE! | #VALUE! | #VALUE! | #VALUE! | #VALUE! | #VALUE! | #VALUE! | #VALUE! | #VALUE! | #VALUE! | #VALUE! | #VALUE! | #VALUE! | #VALUE! | #VALUE! | #VALUE! | #VALUE! | #VALUE! | #VALUE! | #VALUE! | #VALUE! | #VALUE! | #VALUE! | #VALUE! | #VALUE! | #VALUE! | #VALUE! | #VALUE! | #VALUE! | #VALUE! | #VALUE! | #VALUE! | #VALUE! | #VALUE! | #VALUE! | #VALUE! | #VALUE! | #VALUE! | #VALUE! | #VALUE! | #VALUE! | #VALUE! | #VALUE! | #VALUE! | #VALUE! | #VALUE! | #VALUE!
| 90th | [20 empty] | #VALUE! | #VALUE! | #VALUE! | #VALUE! | #VALUE! | #VALUE! | #VALUE! | #VALUE! | #VALUE! | #VALUE! | #VALUE! | #VALUE! | #VALUE! | #VALUE! | #VALUE! | #VALUE! | #VALUE! | #VALUE! | #VALUE! | #VALUE! | #VALUE! | #VALUE! | #VALUE! | #VALUE! | #VALUE! | #VALUE! | #VALUE! | #VALUE! | #VALUE! | #VALUE! | #VALUE! | #VALUE! | #VALUE! | #VALUE! | #VALUE! | #VALUE! | #VALUE! | #VALUE! | #VALUE! | #VALUE! | #VALUE! | #VALUE! | #VALUE! | #VALUE! | #VALUE! | #VALUE! | #VALUE! | #VALUE! | #VALUE! | #VALUE! | #VALUE! | #VALUE! | #VALUE! | #VALUE! | #VALUE! | #VALUE! | #VALUE! | #VALUE! | #VALUE! | #VALUE! | #VALUE! | #VALUE! | #VALUE! | #VALUE! | #VALUE! | #VALUE! | #VALUE! | #VALUE! | #VALUE! | #VALUE! | #VALUE! | #VALUE! | #VALUE! | #VALUE! | #VALUE! | #VALUE! | #VALUE! | #VALUE! | #VALUE! | #VALUE! | #VALUE! | #VALUE! | #VALUE! | #VALUE! | #VALUE! | #VALUE! | #VALUE! | #VALUE! | #VALUE! | #VALUE! | #VALUE! | #VALUE!
| % occur. | [20 empty] | #DIV/0! | #DIV/0! | #DIV/0! | #DIV/0! | #DIV/0! | #DIV/0! | #DIV/0! | #DIV/0! | #DIV/0! | #DIV/0! | #DIV/0! | #DIV/0! | #DIV/0! | #DIV/0! | #DIV/0! | #DIV/0! | #DIV/0! | #DIV/0! | #DIV/0! | #DIV/0! | #DIV/0! | #DIV/0! | #DIV/0! | #DIV/0! | #DIV/0! | #DIV/0! | #DIV/0! | #DIV/0! | #DIV/0! | #DIV/0! | #DIV/0! | #DIV/0! | #DIV/0! | #DIV/0! | #DIV/0! | #DIV/0! | #DIV/0! | #DIV/0! | #DIV/0! | #DIV/0! | #DIV/0! | #DIV/0! | #DIV/0! | #DIV/0! | #DIV/0! | #DIV/0! | #DIV/0! | #DIV/0! | #DIV/0! | #DIV/0! | #DIV/0! | #DIV/0! | #DIV/0! | #DIV/0! | #DIV/0! | #DIV/0! | #DIV/0! | #DIV/0! | #DIV/0! | #DIV/0! | #DIV/0! | #DIV/0! | #DIV/0! | #DIV/0! | #DIV/0! | #DIV/0! | #DIV/0! | #DIV/0! | #DIV/0! | #DIV/0! | #DIV/0! | #DIV/0! | #DIV/0! | #DIV/0! | #DIV/0! | #DIV/0! | #DIV/0! | #DIV/0! | #DIV/0! | #DIV/0! | #DIV/0! | #DIV/0! | #DIV/0! | #DIV/0! | #DIV/0! | #DIV/0! | #DIV/0! | #DIV/0! | #DIV/0! | #DIV/0! | #DIV/0! | #DIV/0!
| avg/srpls | [20 empty] | #DIV/0! | #DIV/0! | #DIV/0! | #DIV/0! | #DIV/0! | #DIV/0! | #DIV/0! | #DIV/0! | #DIV/0! | #DIV/0! | #DIV/0! | #DIV/0! | #DIV/0! | #DIV/0! | #DIV/0! | #DIV/0! | #DIV/0! | #DIV/0! | #DIV/0! | #DIV/0! | #DIV/0! | #DIV/0! | #DIV/0! | #DIV/0! | #DIV/0! | #DIV/0! | #DIV/0! | #DIV/0! | #DIV/0! | #DIV/0! | #DIV/0! | #DIV/0! | #DIV/0! | #DIV/0! | #DIV/0! | #DIV/0! | #DIV/0! | #DIV/0! | #DIV/0! | #DIV/0! | #DIV/0! | #DIV/0! | #DIV/0! | #DIV/0! | #DIV/0! | #DIV/0! | #DIV/0! | #DIV/0! | #DIV/0! | #DIV/0! | #DIV/0! | #DIV/0! | #DIV/0! | #DIV/0! | #DIV/0! | #DIV/0! | #DIV/0! | #DIV/0! | #DIV/0! | #DIV/0! | #DIV/0! | #DIV/0! | #DIV/0! | #DIV/0! | #DIV/0! | #DIV/0! | #DIV/0! | #DIV/0! | #DIV/0! | #DIV/0! | #DIV/0! | #DIV/0! | #DIV/0! | #DIV/0! | #DIV/0! | #DIV/0! | #DIV/0! | #DIV/0! | #DIV/0! | #DIV/0! | #DIV/0! | #DIV/0! | #DIV/0! | #DIV/0! | #DIV/0! | #DIV/0! | #DIV/0! | #DIV/0! | #DIV/0! | #DIV/0! | #DIV/0! | #DIV/0!
UB SHORTAGE | avg |  | #DIV/0! | #DIV/0! | #DIV/0! | #DIV/0! | #DIV/0! | #DIV/0! | #DIV/0! | #DIV/0! | #DIV/0! | #DIV/0! | #DIV/0! | #DIV/0! | #DIV/0! | #DIV/0! | #DIV/0! | #DIV/0! | #DIV/0! | #DIV/0! | #DIV/0! | #DIV/0! | #DIV/0! | #DIV/0! | #DIV/0! | #DIV/0! | #DIV/0! | #DIV/0! | #DIV/0! | #DIV/0! | #DIV/0! | #DIV/0! | #DIV/0! | #DIV/0! | #DIV/0! | #DIV/0! | #DIV/0! | #DIV/0! | #DIV/0! | #DIV/0! | #DIV/0! | #DIV/0! | #DIV/0! | #DIV/0! | #DIV/0! | #DIV/0! | #DIV/0! | #DIV/0! | #DIV/0! | #DIV/0! | #DIV/0! | #DIV/0! | #DIV/0! | #DIV/0! | #DIV/0! | #DIV/0! | #DIV/0! | #DIV/0! | #DIV/0! | #DIV/0! | #DIV/0! | #DIV/0! | #DIV/0! | #DIV/0! | #DIV/0! | #DIV/0! | #DIV/0! | #DIV/0! | #DIV/0! | #DIV/0! | #DIV/0! | #DIV/0! | #DIV/0! | #DIV/0! | #DIV/0! | #DIV/0! | #DIV/0! | #DIV/0! | #DIV/0! | #DIV/0! | #DIV/0! | #DIV/0! | #DIV/0! | #DIV/0! | #DIV/0! | #DIV/0! | #DIV/0! | #DIV/0! | #DIV/0! | #DIV/0! | #DIV/0! | #DIV/0! | #DIV/0! | #DIV/0! | #DIV/0! | #DIV/0! | #DIV/0! | #DIV/0! | #DIV/0! | #DIV/0! | #DIV/0! | #DIV/0! | #DIV/0! | #DIV/0! | #DIV/0! | #DIV/0! | #DIV/0! | #DIV/0! | #DIV/0! | #DIV/0! | #DIV/0! | #DIV/0! | #DIV/0!
| median |  | #VALUE! | #VALUE! | #VALUE! | #VALUE! | #VALUE! | #VALUE! | #VALUE! | #VALUE! | #VALUE! | #VALUE! | #VALUE! | #VALUE! | #VALUE! | #VALUE! | #VALUE! | #VALUE! | #VALUE! | #VALUE! | #VALUE! | #VALUE! | #VALUE! | #VALUE! | #VALUE! | #VALUE! | #VALUE! | #VALUE! | #VALUE! | #VALUE! | #VALUE! | #VALUE! | #VALUE! | #VALUE! | #VALUE! | #VALUE! | #VALUE! | #VALUE! | #VALUE! | #VALUE! | #VALUE! | #VALUE! | #VALUE! | #VALUE! | #VALUE! | #VALUE! | #VALUE! | #VALUE! | #VALUE! | #VALUE! | #VALUE! | #VALUE! | #VALUE! | #VALUE! | #VALUE! | #VALUE! | #VALUE! | #VALUE! | #VALUE! | #VALUE! | #VALUE! | #VALUE! | #VALUE! | #VALUE! | #VALUE! | #VALUE! | #VALUE! | #VALUE! | #VALUE! | #VALUE! | #VALUE! | #VALUE! | #VALUE! | #VALUE! | #VALUE! | #VALUE! | #VALUE! | #VALUE! | #VALUE! | #VALUE! | #VALUE! | #VALUE! | #VALUE! | #VALUE! | #VALUE! | #VALUE! | #VALUE! | #VALUE! | #VALUE! | #VALUE! | #VALUE! | #VALUE! | #VALUE! | #VALUE! | #VALUE! | #VALUE! | #VALUE! | #VALUE! | #VALUE! | #VALUE! | #VALUE! | #VALUE! | #VALUE! | #VALUE! | #VALUE! | #VALUE! | #VALUE! | #VALUE! | #VALUE! | #VALUE! | #VALUE! | #VALUE! | #VALUE!
| 10th |  | #VALUE! | #VALUE! | #VALUE! | #VALUE! | #VALUE! | #VALUE! | #VALUE! | #VALUE! | #VALUE! | #VALUE! | #VALUE! | #VALUE! | #VALUE! | #VALUE! | #VALUE! | #VALUE! | #VALUE! | #VALUE! | #VALUE! | #VALUE! | #VALUE! | #VALUE! | #VALUE! | #VALUE! | #VALUE! | #VALUE! | #VALUE! | #VALUE! | #VALUE! | #VALUE! | #VALUE! | #VALUE! | #VALUE! | #VALUE! | #VALUE! | #VALUE! | #VALUE! | #VALUE! | #VALUE! | #VALUE! | #VALUE! | #VALUE! | #VALUE! | #VALUE! | #VALUE! | #VALUE! | #VALUE! | #VALUE! | #VALUE! | #VALUE! | #VALUE! | #VALUE! | #VALUE! | #VALUE! | #VALUE! | #VALUE! | #VALUE! | #VALUE! | #VALUE! | #VALUE! | #VALUE! | #VALUE! | #VALUE! | #VALUE! | #VALUE! | #VALUE! | #VALUE! | #VALUE! | #VALUE! | #VALUE! | #VALUE! | #VALUE! | #VALUE! | #VALUE! | #VALUE! | #VALUE! | #VALUE! | #VALUE! | #VALUE! | #VALUE! | #VALUE! | #VALUE! | #VALUE! | #VALUE! | #VALUE! | #VALUE! | #VALUE! | #VALUE! | #VALUE! | #VALUE! | #VALUE! | #VALUE! | #VALUE! | #VALUE! | #VALUE! | #VALUE! | #VALUE! | #VALUE! | #VALUE! | #VALUE! | #VALUE! | #VALUE! | #VALUE! | #VALUE! | #VALUE! | #VALUE! | #VALUE! | #VALUE! | #VALUE! | #VALUE! | #VALUE!
| 25th |  | #VALUE! | #VALUE! | #VALUE! | #VALUE! | #VALUE! | #VALUE! | #VALUE! | #VALUE! | #VALUE! | #VALUE! | #VALUE! | #VALUE! | #VALUE! | #VALUE! | #VALUE! | #VALUE! | #VALUE! | #VALUE! | #VALUE! | #VALUE! | #VALUE! | #VALUE! | #VALUE! | #VALUE! | #VALUE! | #VALUE! | #VALUE! | #VALUE! | #VALUE! | #VALUE! | #VALUE! | #VALUE! | #VALUE! | #VALUE! | #VALUE! | #VALUE! | #VALUE! | #VALUE! | #VALUE! | #VALUE! | #VALUE! | #VALUE! | #VALUE! | #VALUE! | #VALUE! | #VALUE! | #VALUE! | #VALUE! | #VALUE! | #VALUE! | #VALUE! | #VALUE! | #VALUE! | #VALUE! | #VALUE! | #VALUE! | #VALUE! | #VALUE! | #VALUE! | #VALUE! | #VALUE! | #VALUE! | #VALUE! | #VALUE! | #VALUE! | #VALUE! | #VALUE! | #VALUE! | #VALUE! | #VALUE! | #VALUE! | #VALUE! | #VALUE! | #VALUE! | #VALUE! | #VALUE! | #VALUE! | #VALUE! | #VALUE! | #VALUE! | #VALUE! | #VALUE! | #VALUE! | #VALUE! | #VALUE! | #VALUE! | #VALUE! | #VALUE! | #VALUE! | #VALUE! | #VALUE! | #VALUE! | #VALUE! | #VALUE! | #VALUE! | #VALUE! | #VALUE! | #VALUE! | #VALUE! | #VALUE! | #VALUE! | #VALUE! | #VALUE! | #VALUE! | #VALUE! | #VALUE! | #VALUE! | #VALUE! | #VALUE! | #VALUE! | #VALUE!
| 75th |  | #VALUE! | #VALUE! | #VALUE! | #VALUE! | #VALUE! | #VALUE! | #VALUE! | #VALUE! | #VALUE! | #VALUE! | #VALUE! | #VALUE! | #VALUE! | #VALUE! | #VALUE! | #VALUE! | #VALUE! | #VALUE! | #VALUE! | #VALUE! | #VALUE! | #VALUE! | #VALUE! | #VALUE! | #VALUE! | #VALUE! | #VALUE! | #VALUE! | #VALUE! | #VALUE! | #VALUE! | #VALUE! | #VALUE! | #VALUE! | #VALUE! | #VALUE! | #VALUE! | #VALUE! | #VALUE! | #VALUE! | #VALUE! | #VALUE! | #VALUE! | #VALUE! | #VALUE! | #VALUE! | #VALUE! | #VALUE! | #VALUE! | #VALUE! | #VALUE! | #VALUE! | #VALUE! | #VALUE! | #VALUE! | #VALUE! | #VALUE! | #VALUE! | #VALUE! | #VALUE! | #VALUE! | #VALUE! | #VALUE! | #VALUE! | #VALUE! | #VALUE! | #VALUE! | #VALUE! | #VALUE! | #VALUE! | #VALUE! | #VALUE! | #VALUE! | #VALUE! | #VALUE! | #VALUE! | #VALUE! | #VALUE! | #VALUE! | #VALUE! | #VALUE! | #VALUE! | #VALUE! | #VALUE! | #VALUE! | #VALUE! | #VALUE! | #VALUE! | #VALUE! | #VALUE! | #VALUE! | #VALUE! | #VALUE! | #VALUE! | #VALUE! | #VALUE! | #VALUE! | #VALUE! | #VALUE! | #VALUE! | #VALUE! | #VALUE! | #VALUE! | #VALUE! | #VALUE! | #VALUE! | #VALUE! | #VALUE! | #VALUE! | #VALUE! | #VALUE!
| 90th |  | #VALUE! | #VALUE! | #VALUE! | #VALUE! | #VALUE! | #VALUE! | #VALUE! | #VALUE! | #VALUE! | #VALUE! | #VALUE! | #VALUE! | #VALUE! | #VALUE! | #VALUE! | #VALUE! | #VALUE! | #VALUE! | #VALUE! | #VALUE! | #VALUE! | #VALUE! | #VALUE! | #VALUE! | #VALUE! | #VALUE! | #VALUE! | #VALUE! | #VALUE! | #VALUE! | #VALUE! | #VALUE! | #VALUE! | #VALUE! | #VALUE! | #VALUE! | #VALUE! | #VALUE! | #VALUE! | #VALUE! | #VALUE! | #VALUE! | #VALUE! | #VALUE! | #VALUE! | #VALUE! | #VALUE! | #VALUE! | #VALUE! | #VALUE! | #VALUE! | #VALUE! | #VALUE! | #VALUE! | #VALUE! | #VALUE! | #VALUE! | #VALUE! | #VALUE! | #VALUE! | #VALUE! | #VALUE! | #VALUE! | #VALUE! | #VALUE! | #VALUE! | #VALUE! | #VALUE! | #VALUE! | #VALUE! | #VALUE! | #VALUE! | #VALUE! | #VALUE! | #VALUE! | #VALUE! | #VALUE! | #VALUE! | #VALUE! | #VALUE! | #VALUE! | #VALUE! | #VALUE! | #VALUE! | #VALUE! | #VALUE! | #VALUE! | #VALUE! | #VALUE! | #VALUE! | #VALUE! | #VALUE! | #VALUE! | #VALUE! | #VALUE! | #VALUE! | #VALUE! | #VALUE! | #VALUE! | #VALUE! | #VALUE! | #VALUE! | #VALUE! | #VALUE! | #VALUE! | #VALUE! | #VALUE! | #VALUE! | #VALUE! | #VALUE! | #VALUE!
| max |  | 0 | 0 | 0 | 0 | 0 | 0 | 0 | 0 | 0 | 0 | 0 | 0 | 0 | 0 | 0 | 0 | 0 | 0 | 0 | 0 | 0 | 0 | 0 | 0 | 0 | 0 | 0 | 0 | 0 | 0 | 0 | 0 | 0 | 0 | 0 | 0 | 0 | 0 | 0 | 0 | 0 | 0 | 0 | 0 | 0 | 0 | 0 | 0 | 0 | 0 | 0 | 0 | 0 | 0 | 0 | 0 | 0 | 0 | 0 | 0 | 0 | 0 | 0 | 0 | 0 | 0 | 0 | 0 | 0 | 0 | 0 | 0 | 0 | 0 | 0 | 0 | 0 | 0 | 0 | 0 | 0 | 0 | 0 | 0 | 0 | 0 | 0 | 0 | 0 | 0 | 0 | 0 | 0 | 0 | 0 | 0 | 0 | 0 | 0 | 0 | 0 | 0 | 0 | 0 | 0 | 0 | 0 | 0 | 0 | 0 | 0
| % occur. |  | #DIV/0! | #DIV/0! | #DIV/0! | #DIV/0! | #DIV/0! | #DIV/0! | #DIV/0! | #DIV/0! | #DIV/0! | #DIV/0! | #DIV/0! | #DIV/0! | #DIV/0! | #DIV/0! | #DIV/0! | #DIV/0! | #DIV/0! | #DIV/0! | #DIV/0! | #DIV/0! | #DIV/0! | #DIV/0! | #DIV/0! | #DIV/0! | #DIV/0! | #DIV/0! | #DIV/0! | #DIV/0! | #DIV/0! | #DIV/0! | #DIV/0! | #DIV/0! | #DIV/0! | #DIV/0! | #DIV/0! | #DIV/0! | #DIV/0! | #DIV/0! | #DIV/0! | #DIV/0! | #DIV/0! | #DIV/0! | #DIV/0! | #DIV/0! | #DIV/0! | #DIV/0! | #DIV/0! | #DIV/0! | #DIV/0! | #DIV/0! | #DIV/0! | #DIV/0! | #DIV/0! | #DIV/0! | #DIV/0! | #DIV/0! | #DIV/0! | #DIV/0! | #DIV/0! | #DIV/0! | #DIV/0! | #DIV/0! | #DIV/0! | #DIV/0! | #DIV/0! | #DIV/0! | #DIV/0! | #DIV/0! | #DIV/0! | #DIV/0! | #DIV/0! | #DIV/0! | #DIV/0! | #DIV/0! | #DIV/0! | #DIV/0! | #DIV/0! | #DIV/0! | #DIV/0! | #DIV/0! | #DIV/0! | #DIV/0! | #DIV/0! | #DIV/0! | #DIV/0! | #DIV/0! | #DIV/0! | #DIV/0! | #DIV/0! | #DIV/0! | #DIV/0! | #DIV/0! | #DIV/0! | #DIV/0! | #DIV/0! | #DIV/0! | #DIV/0! | #DIV/0! | #DIV/0! | #DIV/0! | #DIV/0! | #DIV/0! | #DIV/0! | #DIV/0! | #DIV/0! | #DIV/0! | #DIV/0! | #DIV/0! | #DIV/0! | #DIV/0! | #DIV/0!
| avg/shtg |  | #DIV/0! | #DIV/0! | #DIV/0! | #DIV/0! | #DIV/0! | #DIV/0! | #DIV/0! | #DIV/0! | #DIV/0! | #DIV/0! | #DIV/0! | #DIV/0! | #DIV/0! | #DIV/0! | #DIV/0! | #DIV/0! | #DIV/0! | #DIV/0! | #DIV/0! | #DIV/0! | #DIV/0! | #DIV/0! | #DIV/0! | #DIV/0! | #DIV/0! | #DIV/0! | #DIV/0! | #DIV/0! | #DIV/0! | #DIV/0! | #DIV/0! | #DIV/0! | #DIV/0! | #DIV/0! | #DIV/0! | #DIV/0! | #DIV/0! | #DIV/0! | #DIV/0! | #DIV/0! | #DIV/0! | #DIV/0! | #DIV/0! | #DIV/0! | #DIV/0! | #DIV/0! | #DIV/0! | #DIV/0! | #DIV/0! | #DIV/0! | #DIV/0! | #DIV/0! | #DIV/0! | #DIV/0! | #DIV/0! | #DIV/0! | #DIV/0! | #DIV/0! | #DIV/0! | #DIV/0! | #DIV/0! | #DIV/0! | #DIV/0! | #DIV/0! | #DIV/0! | #DIV/0! | #DIV/0! | #DIV/0! | #DIV/0! | #DIV/0! | #DIV/0! | #DIV/0! | #DIV/0! | #DIV/0! | #DIV/0! | #DIV/0! | #DIV/0! | #DIV/0! | #DIV/0! | #DIV/0! | #DIV/0! | #DIV/0! | #DIV/0! | #DIV/0! | #DIV/0! | #DIV/0! | #DIV/0! | #DIV/0! | #DIV/0! | #DIV/0! | #DIV/0! | #DIV/0! | #DIV/0! | #DIV/0! | #DIV/0! | #DIV/0! | #DIV/0! | #DIV/0! | #DIV/0! | #DIV/0! | #DIV/0! | #DIV/0! | #DIV/0! | #DIV/0! | #DIV/0! | #DIV/0! | #DIV/0! | #DIV/0! | #DIV/0! | #DIV/0! | #DIV/0!
LB SHORTAGE | avg |  | #DIV/0! | #DIV/0! | #DIV/0! | #DIV/0! | #DIV/0! | #DIV/0! | #DIV/0! | #DIV/0! | #DIV/0! | #DIV/0! | #DIV/0! | #DIV/0! | #DIV/0! | #DIV/0! | #DIV/0! | #DIV/0! | #DIV/0! | #DIV/0! | #DIV/0! | #DIV/0! | #DIV/0! | #DIV/0! | #DIV/0! | #DIV/0! | #DIV/0! | #DIV/0! | #DIV/0! | #DIV/0! | #DIV/0! | #DIV/0! | #DIV/0! | #DIV/0! | #DIV/0! | #DIV/0! | #DIV/0! | #DIV/0! | #DIV/0! | #DIV/0! | #DIV/0! | #DIV/0! | #DIV/0! | #DIV/0! | #DIV/0! | #DIV/0! | #DIV/0! | #DIV/0! | #DIV/0! | #DIV/0! | #DIV/0! | #DIV/0! | #DIV/0! | #DIV/0! | #DIV/0! | #DIV/0! | #DIV/0! | #DIV/0! | #DIV/0! | #DIV/0! | #DIV/0! | #DIV/0! | #DIV/0! | #DIV/0! | #DIV/0! | #DIV/0! | #DIV/0! | #DIV/0! | #DIV/0! | #DIV/0! | #DIV/0! | #DIV/0! | #DIV/0! | #DIV/0! | #DIV/0! | #DIV/0! | #DIV/0! | #DIV/0! | #DIV/0! | #DIV/0! | #DIV/0! | #DIV/0! | #DIV/0! | #DIV/0! | #DIV/0! | #DIV/0! | #DIV/0! | #DIV/0! | #DIV/0! | #DIV/0! | #DIV/0! | #DIV/0! | #DIV/0! | #DIV/0! | #DIV/0! | #DIV/0! | #DIV/0! | #DIV/0! | #DIV/0! | #DIV/0! | #DIV/0! | #DIV/0! | #DIV/0! | #DIV/0! | #DIV/0! | #DIV/0! | #DIV/0! | #DIV/0! | #DIV/0! | #DIV/0! | #DIV/0! | #DIV/0! | #DIV/0!
| median |  | #VALUE! | #VALUE! | #VALUE! | #VALUE! | #VALUE! | #VALUE! | #VALUE! | #VALUE! | #VALUE! | #VALUE! | #VALUE! | #VALUE! | #VALUE! | #VALUE! | #VALUE! | #VALUE! | #VALUE! | #VALUE! | #VALUE! | #VALUE! | #VALUE! | #VALUE! | #VALUE! | #VALUE! | #VALUE! | #VALUE! | #VALUE! | #VALUE! | #VALUE! | #VALUE! | #VALUE! | #VALUE! | #VALUE! | #VALUE! | #VALUE! | #VALUE! | #VALUE! | #VALUE! | #VALUE! | #VALUE! | #VALUE! | #VALUE! | #VALUE! | #VALUE! | #VALUE! | #VALUE! | #VALUE! | #VALUE! | #VALUE! | #VALUE! | #VALUE! | #VALUE! | #VALUE! | #VALUE! | #VALUE! | #VALUE! | #VALUE! | #VALUE! | #VALUE! | #VALUE! | #VALUE! | #VALUE! | #VALUE! | #VALUE! | #VALUE! | #VALUE! | #VALUE! | #VALUE! | #VALUE! | #VALUE! | #VALUE! | #VALUE! | #VALUE! | #VALUE! | #VALUE! | #VALUE! | #VALUE! | #VALUE! | #VALUE! | #VALUE! | #VALUE! | #VALUE! | #VALUE! | #VALUE! | #VALUE! | #VALUE! | #VALUE! | #VALUE! | #VALUE! | #VALUE! | #VALUE! | #VALUE! | #VALUE! | #VALUE! | #VALUE! | #VALUE! | #VALUE! | #VALUE! | #VALUE! | #VALUE! | #VALUE! | #VALUE! | #VALUE! | #VALUE! | #VALUE! | #VALUE! | #VALUE! | #VALUE! | #VALUE! | #VALUE! | #VALUE!
| 10th |  | #VALUE! | #VALUE! | #VALUE! | #VALUE! | #VALUE! | #VALUE! | #VALUE! | #VALUE! | #VALUE! | #VALUE! | #VALUE! | #VALUE! | #VALUE! | #VALUE! | #VALUE! | #VALUE! | #VALUE! | #VALUE! | #VALUE! | #VALUE! | #VALUE! | #VALUE! | #VALUE! | #VALUE! | #VALUE! | #VALUE! | #VALUE! | #VALUE! | #VALUE! | #VALUE! | #VALUE! | #VALUE! | #VALUE! | #VALUE! | #VALUE! | #VALUE! | #VALUE! | #VALUE! | #VALUE! | #VALUE! | #VALUE! | #VALUE! | #VALUE! | #VALUE! | #VALUE! | #VALUE! | #VALUE! | #VALUE! | #VALUE! | #VALUE! | #VALUE! | #VALUE! | #VALUE! | #VALUE! | #VALUE! | #VALUE! | #VALUE! | #VALUE! | #VALUE! | #VALUE! | #VALUE! | #VALUE! | #VALUE! | #VALUE! | #VALUE! | #VALUE! | #VALUE! | #VALUE! | #VALUE! | #VALUE! | #VALUE! | #VALUE! | #VALUE! | #VALUE! | #VALUE! | #VALUE! | #VALUE! | #VALUE! | #VALUE! | #VALUE! | #VALUE! | #VALUE! | #VALUE! | #VALUE! | #VALUE! | #VALUE! | #VALUE! | #VALUE! | #VALUE! | #VALUE! | #VALUE! | #VALUE! | #VALUE! | #VALUE! | #VALUE! | #VALUE! | #VALUE! | #VALUE! | #VALUE! | #VALUE! | #VALUE! | #VALUE! | #VALUE! | #VALUE! | #VALUE! | #VALUE! | #VALUE! | #VALUE! | #VALUE! | #VALUE! | #VALUE!
| 25th |  | #VALUE! | #VALUE! | #VALUE! | #VALUE! | #VALUE! | #VALUE! | #VALUE! | #VALUE! | #VALUE! | #VALUE! | #VALUE! | #VALUE! | #VALUE! | #VALUE! | #VALUE! | #VALUE! | #VALUE! | #VALUE! | #VALUE! | #VALUE! | #VALUE! | #VALUE! | #VALUE! | #VALUE! | #VALUE! | #VALUE! | #VALUE! | #VALUE! | #VALUE! | #VALUE! | #VALUE! | #VALUE! | #VALUE! | #VALUE! | #VALUE! | #VALUE! | #VALUE! | #VALUE! | #VALUE! | #VALUE! | #VALUE! | #VALUE! | #VALUE! | #VALUE! | #VALUE! | #VALUE! | #VALUE! | #VALUE! | #VALUE! | #VALUE! | #VALUE! | #VALUE! | #VALUE! | #VALUE! | #VALUE! | #VALUE! | #VALUE! | #VALUE! | #VALUE! | #VALUE! | #VALUE! | #VALUE! | #VALUE! | #VALUE! | #VALUE! | #VALUE! | #VALUE! | #VALUE! | #VALUE! | #VALUE! | #VALUE! | #VALUE! | #VALUE! | #VALUE! | #VALUE! | #VALUE! | #VALUE! | #VALUE! | #VALUE! | #VALUE! | #VALUE! | #VALUE! | #VALUE! | #VALUE! | #VALUE! | #VALUE! | #VALUE! | #VALUE! | #VALUE! | #VALUE! | #VALUE! | #VALUE! | #VALUE! | #VALUE! | #VALUE! | #VALUE! | #VALUE! | #VALUE! | #VALUE! | #VALUE! | #VALUE! | #VALUE! | #VALUE! | #VALUE! | #VALUE! | #VALUE! | #VALUE! | #VALUE! | #VALUE! | #VALUE! | #VALUE!
| 75th |  | #VALUE! | #VALUE! | #VALUE! | #VALUE! | #VALUE! | #VALUE! | #VALUE! | #VALUE! | #VALUE! | #VALUE! | #VALUE! | #VALUE! | #VALUE! | #VALUE! | #VALUE! | #VALUE! | #VALUE! | #VALUE! | #VALUE! | #VALUE! | #VALUE! | #VALUE! | #VALUE! | #VALUE! | #VALUE! | #VALUE! | #VALUE! | #VALUE! | #VALUE! | #VALUE! | #VALUE! | #VALUE! | #VALUE! | #VALUE! | #VALUE! | #VALUE! | #VALUE! | #VALUE! | #VALUE! | #VALUE! | #VALUE! | #VALUE! | #VALUE! | #VALUE! | #VALUE! | #VALUE! | #VALUE! | #VALUE! | #VALUE! | #VALUE! | #VALUE! | #VALUE! | #VALUE! | #VALUE! | #VALUE! | #VALUE! | #VALUE! | #VALUE! | #VALUE! | #VALUE! | #VALUE! | #VALUE! | #VALUE! | #VALUE! | #VALUE! | #VALUE! | #VALUE! | #VALUE! | #VALUE! | #VALUE! | #VALUE! | #VALUE! | #VALUE! | #VALUE! | #VALUE! | #VALUE! | #VALUE! | #VALUE! | #VALUE! | #VALUE! | #VALUE! | #VALUE! | #VALUE! | #VALUE! | #VALUE! | #VALUE! | #VALUE! | #VALUE! | #VALUE! | #VALUE! | #VALUE! | #VALUE! | #VALUE! | #VALUE! | #VALUE! | #VALUE! | #VALUE! | #VALUE! | #VALUE! | #VALUE! | #VALUE! | #VALUE! | #VALUE! | #VALUE! | #VALUE! | #VALUE! | #VALUE! | #VALUE! | #VALUE! | #VALUE! | #VALUE!
| 90th |  | #VALUE! | #VALUE! | #VALUE! | #VALUE! | #VALUE! | #VALUE! | #VALUE! | #VALUE! | #VALUE! | #VALUE! | #VALUE! | #VALUE! | #VALUE! | #VALUE! | #VALUE! | #VALUE! | #VALUE! | #VALUE! | #VALUE! | #VALUE! | #VALUE! | #VALUE! | #VALUE! | #VALUE! | #VALUE! | #VALUE! | #VALUE! | #VALUE! | #VALUE! | #VALUE! | #VALUE! | #VALUE! | #VALUE! | #VALUE! | #VALUE! | #VALUE! | #VALUE! | #VALUE! | #VALUE! | #VALUE! | #VALUE! | #VALUE! | #VALUE! | #VALUE! | #VALUE! | #VALUE! | #VALUE! | #VALUE! | #VALUE! | #VALUE! | #VALUE! | #VALUE! | #VALUE! | #VALUE! | #VALUE! | #VALUE! | #VALUE! | #VALUE! | #VALUE! | #VALUE! | #VALUE! | #VALUE! | #VALUE! | #VALUE! | #VALUE! | #VALUE! | #VALUE! | #VALUE! | #VALUE! | #VALUE! | #VALUE! | #VALUE! | #VALUE! | #VALUE! | #VALUE! | #VALUE! | #VALUE! | #VALUE! | #VALUE! | #VALUE! | #VALUE! | #VALUE! | #VALUE! | #VALUE! | #VALUE! | #VALUE! | #VALUE! | #VALUE! | #VALUE! | #VALUE! | #VALUE! | #VALUE! | #VALUE! | #VALUE! | #VALUE! | #VALUE! | #VALUE! | #VALUE! | #VALUE! | #VALUE! | #VALUE! | #VALUE! | #VALUE! | #VALUE! | #VALUE! | #VALUE! | #VALUE! | #VALUE! | #VALUE! | #VALUE! | #VALUE!
| max |  | 0 | 0 | 0 | 0 | 0 | 0 | 0 | 0 | 0 | 0 | 0 | 0 | 0 | 0 | 0 | 0 | 0 | 0 | 0 | 0 | 0 | 0 | 0 | 0 | 0 | 0 | 0 | 0 | 0 | 0 | 0 | 0 | 0 | 0 | 0 | 0 | 0 | 0 | 0 | 0 | 0 | 0 | 0 | 0 | 0 | 0 | 0 | 0 | 0 | 0 | 0 | 0 | 0 | 0 | 0 | 0 | 0 | 0 | 0 | 0 | 0 | 0 | 0 | 0 | 0 | 0 | 0 | 0 | 0 | 0 | 0 | 0 | 0 | 0 | 0 | 0 | 0 | 0 | 0 | 0 | 0 | 0 | 0 | 0 | 0 | 0 | 0 | 0 | 0 | 0 | 0 | 0 | 0 | 0 | 0 | 0 | 0 | 0 | 0 | 0 | 0 | 0 | 0 | 0 | 0 | 0 | 0 | 0 | 0 | 0 | 0
| % occur. |  | #DIV/0! | #DIV/0! | #DIV/0! | #DIV/0! | #DIV/0! | #DIV/0! | #DIV/0! | #DIV/0! | #DIV/0! | #DIV/0! | #DIV/0! | #DIV/0! | #DIV/0! | #DIV/0! | #DIV/0! | #DIV/0! | #DIV/0! | #DIV/0! | #DIV/0! | #DIV/0! | #DIV/0! | #DIV/0! | #DIV/0! | #DIV/0! | #DIV/0! | #DIV/0! | #DIV/0! | #DIV/0! | #DIV/0! | #DIV/0! | #DIV/0! | #DIV/0! | #DIV/0! | #DIV/0! | #DIV/0! | #DIV/0! | #DIV/0! | #DIV/0! | #DIV/0! | #DIV/0! | #DIV/0! | #DIV/0! | #DIV/0! | #DIV/0! | #DIV/0! | #DIV/0! | #DIV/0! | #DIV/0! | #DIV/0! | #DIV/0! | #DIV/0! | #DIV/0! | #DIV/0! | #DIV/0! | #DIV/0! | #DIV/0! | #DIV/0! | #DIV/0! | #DIV/0! | #DIV/0! | #DIV/0! | #DIV/0! | #DIV/0! | #DIV/0! | #DIV/0! | #DIV/0! | #DIV/0! | #DIV/0! | #DIV/0! | #DIV/0! | #DIV/0! | #DIV/0! | #DIV/0! | #DIV/0! | #DIV/0! | #DIV/0! | #DIV/0! | #DIV/0! | #DIV/0! | #DIV/0! | #DIV/0! | #DIV/0! | #DIV/0! | #DIV/0! | #DIV/0! | #DIV/0! | #DIV/0! | #DIV/0! | #DIV/0! | #DIV/0! | #DIV/0! | #DIV/0! | #DIV/0! | #DIV/0! | #DIV/0! | #DIV/0! | #DIV/0! | #DIV/0! | #DIV/0! | #DIV/0! | #DIV/0! | #DIV/0! | #DIV/0! | #DIV/0! | #DIV/0! | #DIV/0! | #DIV/0! | #DIV/0! | #DIV/0! | #DIV/0! | #DIV/0!
| avg/shtg |  | #DIV/0! | #DIV/0! | #DIV/0! | #DIV/0! | #DIV/0! | #DIV/0! | #DIV/0! | #DIV/0! | #DIV/0! | #DIV/0! | #DIV/0! | #DIV/0! | #DIV/0! | #DIV/0! | #DIV/0! | #DIV/0! | #DIV/0! | #DIV/0! | #DIV/0! | #DIV/0! | #DIV/0! | #DIV/0! | #DIV/0! | #DIV/0! | #DIV/0! | #DIV/0! | #DIV/0! | #DIV/0! | #DIV/0! | #DIV/0! | #DIV/0! | #DIV/0! | #DIV/0! | #DIV/0! | #DIV/0! | #DIV/0! | #DIV/0! | #DIV/0! | #DIV/0! | #DIV/0! | #DIV/0! | #DIV/0! | #DIV/0! | #DIV/0! | #DIV/0! | #DIV/0! | #DIV/0! | #DIV/0! | #DIV/0! | #DIV/0! | #DIV/0! | #DIV/0! | #DIV/0! | #DIV/0! | #DIV/0! | #DIV/0! | #DIV/0! | #DIV/0! | #DIV/0! | #DIV/0! | #DIV/0! | #DIV/0! | #DIV/0! | #DIV/0! | #DIV/0! | #DIV/0! | #DIV/0! | #DIV/0! | #DIV/0! | #DIV/0! | #DIV/0! | #DIV/0! | #DIV/0! | #DIV/0! | #DIV/0! | #DIV/0! | #DIV/0! | #DIV/0! | #DIV/0! | #DIV/0! | #DIV/0! | #DIV/0! | #DIV/0! | #DIV/0! | #DIV/0! | #DIV/0! | #DIV/0! | #DIV/0! | #DIV/0! | #DIV/0! | #DIV/0! | #DIV/0! | #DIV/0! | #DIV/0! | #DIV/0! | #DIV/0! | #DIV/0! | #DIV/0! | #DIV/0! | #DIV/0! | #DIV/0! | #DIV/0! | #DIV/0! | #DIV/0! | #DIV/0! | #DIV/0! | #DIV/0! | #DIV/0! | #DIV/0! | #DIV/0! | #DIV/0!
LB SURPLUS | avg |  | #DIV/0! | #DIV/0! | #DIV/0! | #DIV/0! | #DIV/0! | #DIV/0! | #DIV/0! | #DIV/0! | #DIV/0! | #DIV/0! | #DIV/0! | #DIV/0! | #DIV/0! | #DIV/0! | #DIV/0! | #DIV/0! | #DIV/0! | #DIV/0! | #DIV/0! | #DIV/0! | #DIV/0! | #DIV/0! | #DIV/0! | #DIV/0! | #DIV/0! | #DIV/0! | #DIV/0! | #DIV/0! | #DIV/0! | #DIV/0! | #DIV/0! | #DIV/0! | #DIV/0! | #DIV/0! | #DIV/0! | #DIV/0! | #DIV/0! | #DIV/0! | #DIV/0! | #DIV/0! | #DIV/0! | #DIV/0! | #DIV/0! | #DIV/0! | #DIV/0! | #DIV/0! | #DIV/0! | #DIV/0! | #DIV/0! | #DIV/0! | #DIV/0! | #DIV/0! | #DIV/0! | #DIV/0! | #DIV/0! | #DIV/0! | #DIV/0! | #DIV/0! | #DIV/0! | #DIV/0! | #DIV/0! | #DIV/0! | #DIV/0! | #DIV/0! | #DIV/0! | #DIV/0! | #DIV/0! | #DIV/0! | #DIV/0! | #DIV/0! | #DIV/0! | #DIV/0! | #DIV/0! | #DIV/0! | #DIV/0! | #DIV/0! | #DIV/0! | #DIV/0! | #DIV/0! | #DIV/0! | #DIV/0! | #DIV/0! | #DIV/0! | #DIV/0! | #DIV/0! | #DIV/0! | #DIV/0! | #DIV/0! | #DIV/0! | #DIV/0! | #DIV/0! | #DIV/0! | #DIV/0! | #DIV/0! | #DIV/0! | #DIV/0! | #DIV/0! | #DIV/0! | #DIV/0! | #DIV/0! | #DIV/0! | #DIV/0! | #DIV/0! | #DIV/0! | #DIV/0! | #DIV/0! | #DIV/0! | #DIV/0! | #DIV/0! | #DIV/0! | #DIV/0!
| median |  | #VALUE! | #VALUE! | #VALUE! | #VALUE! | #VALUE! | #VALUE! | #VALUE! | #VALUE! | #VALUE! | #VALUE! | #VALUE! | #VALUE! | #VALUE! | #VALUE! | #VALUE! | #VALUE! | #VALUE! | #VALUE! | #VALUE! | #VALUE! | #VALUE! | #VALUE! | #VALUE! | #VALUE! | #VALUE! | #VALUE! | #VALUE! | #VALUE! | #VALUE! | #VALUE! | #VALUE! | #VALUE! | #VALUE! | #VALUE! | #VALUE! | #VALUE! | #VALUE! | #VALUE! | #VALUE! | #VALUE! | #VALUE! | #VALUE! | #VALUE! | #VALUE! | #VALUE! | #VALUE! | #VALUE! | #VALUE! | #VALUE! | #VALUE! | #VALUE! | #VALUE! | #VALUE! | #VALUE! | #VALUE! | #VALUE! | #VALUE! | #VALUE! | #VALUE! | #VALUE! | #VALUE! | #VALUE! | #VALUE! | #VALUE! | #VALUE! | #VALUE! | #VALUE! | #VALUE! | #VALUE! | #VALUE! | #VALUE! | #VALUE! | #VALUE! | #VALUE! | #VALUE! | #VALUE! | #VALUE! | #VALUE! | #VALUE! | #VALUE! | #VALUE! | #VALUE! | #VALUE! | #VALUE! | #VALUE! | #VALUE! | #VALUE! | #VALUE! | #VALUE! | #VALUE! | #VALUE! | #VALUE! | #VALUE! | #VALUE! | #VALUE! | #VALUE! | #VALUE! | #VALUE! | #VALUE! | #VALUE! | #VALUE! | #VALUE! | #VALUE! | #VALUE! | #VALUE! | #VALUE! | #VALUE! | #VALUE! | #VALUE! | #VALUE! | #VALUE!
| 10th |  | #VALUE! | #VALUE! | #VALUE! | #VALUE! | #VALUE! | #VALUE! | #VALUE! | #VALUE! | #VALUE! | #VALUE! | #VALUE! | #VALUE! | #VALUE! | #VALUE! | #VALUE! | #VALUE! | #VALUE! | #VALUE! | #VALUE! | #VALUE! | #VALUE! | #VALUE! | #VALUE! | #VALUE! | #VALUE! | #VALUE! | #VALUE! | #VALUE! | #VALUE! | #VALUE! | #VALUE! | #VALUE! | #VALUE! | #VALUE! | #VALUE! | #VALUE! | #VALUE! | #VALUE! | #VALUE! | #VALUE! | #VALUE! | #VALUE! | #VALUE! | #VALUE! | #VALUE! | #VALUE! | #VALUE! | #VALUE! | #VALUE! | #VALUE! | #VALUE! | #VALUE! | #VALUE! | #VALUE! | #VALUE! | #VALUE! | #VALUE! | #VALUE! | #VALUE! | #VALUE! | #VALUE! | #VALUE! | #VALUE! | #VALUE! | #VALUE! | #VALUE! | #VALUE! | #VALUE! | #VALUE! | #VALUE! | #VALUE! | #VALUE! | #VALUE! | #VALUE! | #VALUE! | #VALUE! | #VALUE! | #VALUE! | #VALUE! | #VALUE! | #VALUE! | #VALUE! | #VALUE! | #VALUE! | #VALUE! | #VALUE! | #VALUE! | #VALUE! | #VALUE! | #VALUE! | #VALUE! | #VALUE! | #VALUE! | #VALUE! | #VALUE! | #VALUE! | #VALUE! | #VALUE! | #VALUE! | #VALUE! | #VALUE! | #VALUE! | #VALUE! | #VALUE! | #VALUE! | #VALUE! | #VALUE! | #VALUE! | #VALUE! | #VALUE! | #VALUE!
| 25th |  | #VALUE! | #VALUE! | #VALUE! | #VALUE! | #VALUE! | #VALUE! | #VALUE! | #VALUE! | #VALUE! | #VALUE! | #VALUE! | #VALUE! | #VALUE! | #VALUE! | #VALUE! | #VALUE! | #VALUE! | #VALUE! | #VALUE! | #VALUE! | #VALUE! | #VALUE! | #VALUE! | #VALUE! | #VALUE! | #VALUE! | #VALUE! | #VALUE! | #VALUE! | #VALUE! | #VALUE! | #VALUE! | #VALUE! | #VALUE! | #VALUE! | #VALUE! | #VALUE! | #VALUE! | #VALUE! | #VALUE! | #VALUE! | #VALUE! | #VALUE! | #VALUE! | #VALUE! | #VALUE! | #VALUE! | #VALUE! | #VALUE! | #VALUE! | #VALUE! | #VALUE! | #VALUE! | #VALUE! | #VALUE! | #VALUE! | #VALUE! | #VALUE! | #VALUE! | #VALUE! | #VALUE! | #VALUE! | #VALUE! | #VALUE! | #VALUE! | #VALUE! | #VALUE! | #VALUE! | #VALUE! | #VALUE! | #VALUE! | #VALUE! | #VALUE! | #VALUE! | #VALUE! | #VALUE! | #VALUE! | #VALUE! | #VALUE! | #VALUE! | #VALUE! | #VALUE! | #VALUE! | #VALUE! | #VALUE! | #VALUE! | #VALUE! | #VALUE! | #VALUE! | #VALUE! | #VALUE! | #VALUE! | #VALUE! | #VALUE! | #VALUE! | #VALUE! | #VALUE! | #VALUE! | #VALUE! | #VALUE! | #VALUE! | #VALUE! | #VALUE! | #VALUE! | #VALUE! | #VALUE! | #VALUE! | #VALUE! | #VALUE! | #VALUE! | #VALUE!
| 75th |  | #VALUE! | #VALUE! | #VALUE! | #VALUE! | #VALUE! | #VALUE! | #VALUE! | #VALUE! | #VALUE! | #VALUE! | #VALUE! | #VALUE! | #VALUE! | #VALUE! | #VALUE! | #VALUE! | #VALUE! | #VALUE! | #VALUE! | #VALUE! | #VALUE! | #VALUE! | #VALUE! | #VALUE! | #VALUE! | #VALUE! | #VALUE! | #VALUE! | #VALUE! | #VALUE! | #VALUE! | #VALUE! | #VALUE! | #VALUE! | #VALUE! | #VALUE! | #VALUE! | #VALUE! | #VALUE! | #VALUE! | #VALUE! | #VALUE! | #VALUE! | #VALUE! | #VALUE! | #VALUE! | #VALUE! | #VALUE! | #VALUE! | #VALUE! | #VALUE! | #VALUE! | #VALUE! | #VALUE! | #VALUE! | #VALUE! | #VALUE! | #VALUE! | #VALUE! | #VALUE! | #VALUE! | #VALUE! | #VALUE! | #VALUE! | #VALUE! | #VALUE! | #VALUE! | #VALUE! | #VALUE! | #VALUE! | #VALUE! | #VALUE! | #VALUE! | #VALUE! | #VALUE! | #VALUE! | #VALUE! | #VALUE! | #VALUE! | #VALUE! | #VALUE! | #VALUE! | #VALUE! | #VALUE! | #VALUE! | #VALUE! | #VALUE! | #VALUE! | #VALUE! | #VALUE! | #VALUE! | #VALUE! | #VALUE! | #VALUE! | #VALUE! | #VALUE! | #VALUE! | #VALUE! | #VALUE! | #VALUE! | #VALUE! | #VALUE! | #VALUE! | #VALUE! | #VALUE! | #VALUE! | #VALUE! | #VALUE! | #VALUE! | #VALUE! | #VALUE!
| 90th |  | #VALUE! | #VALUE! | #VALUE! | #VALUE! | #VALUE! | #VALUE! | #VALUE! | #VALUE! | #VALUE! | #VALUE! | #VALUE! | #VALUE! | #VALUE! | #VALUE! | #VALUE! | #VALUE! | #VALUE! | #VALUE! | #VALUE! | #VALUE! | #VALUE! | #VALUE! | #VALUE! | #VALUE! | #VALUE! | #VALUE! | #VALUE! | #VALUE! | #VALUE! | #VALUE! | #VALUE! | #VALUE! | #VALUE! | #VALUE! | #VALUE! | #VALUE! | #VALUE! | #VALUE! | #VALUE! | #VALUE! | #VALUE! | #VALUE! | #VALUE! | #VALUE! | #VALUE! | #VALUE! | #VALUE! | #VALUE! | #VALUE! | #VALUE! | #VALUE! | #VALUE! | #VALUE! | #VALUE! | #VALUE! | #VALUE! | #VALUE! | #VALUE! | #VALUE! | #VALUE! | #VALUE! | #VALUE! | #VALUE! | #VALUE! | #VALUE! | #VALUE! | #VALUE! | #VALUE! | #VALUE! | #VALUE! | #VALUE! | #VALUE! | #VALUE! | #VALUE! | #VALUE! | #VALUE! | #VALUE! | #VALUE! | #VALUE! | #VALUE! | #VALUE! | #VALUE! | #VALUE! | #VALUE! | #VALUE! | #VALUE! | #VALUE! | #VALUE! | #VALUE! | #VALUE! | #VALUE! | #VALUE! | #VALUE! | #VALUE! | #VALUE! | #VALUE! | #VALUE! | #VALUE! | #VALUE! | #VALUE! | #VALUE! | #VALUE! | #VALUE! | #VALUE! | #VALUE! | #VALUE! | #VALUE! | #VALUE! | #VALUE! | #VALUE! | #VALUE!
| max |  | 0 | 0 | 0 | 0 | 0 | 0 | 0 | 0 | 0 | 0 | 0 | 0 | 0 | 0 | 0 | 0 | 0 | 0 | 0 | 0 | 0 | 0 | 0 | 0 | 0 | 0 | 0 | 0 | 0 | 0 | 0 | 0 | 0 | 0 | 0 | 0 | 0 | 0 | 0 | 0 | 0 | 0 | 0 | 0 | 0 | 0 | 0 | 0 | 0 | 0 | 0 | 0 | 0 | 0 | 0 | 0 | 0 | 0 | 0 | 0 | 0 | 0 | 0 | 0 | 0 | 0 | 0 | 0 | 0 | 0 | 0 | 0 | 0 | 0 | 0 | 0 | 0 | 0 | 0 | 0 | 0 | 0 | 0 | 0 | 0 | 0 | 0 | 0 | 0 | 0 | 0 | 0 | 0 | 0 | 0 | 0 | 0 | 0 | 0 | 0 | 0 | 0 | 0 | 0 | 0 | 0 | 0 | 0 | 0 | 0 | 0
| % occur. |  | #DIV/0! | #DIV/0! | #DIV/0! | #DIV/0! | #DIV/0! | #DIV/0! | #DIV/0! | #DIV/0! | #DIV/0! | #DIV/0! | #DIV/0! | #DIV/0! | #DIV/0! | #DIV/0! | #DIV/0! | #DIV/0! | #DIV/0! | #DIV/0! | #DIV/0! | #DIV/0! | #DIV/0! | #DIV/0! | #DIV/0! | #DIV/0! | #DIV/0! | #DIV/0! | #DIV/0! | #DIV/0! | #DIV/0! | #DIV/0! | #DIV/0! | #DIV/0! | #DIV/0! | #DIV/0! | #DIV/0! | #DIV/0! | #DIV/0! | #DIV/0! | #DIV/0! | #DIV/0! | #DIV/0! | #DIV/0! | #DIV/0! | #DIV/0! | #DIV/0! | #DIV/0! | #DIV/0! | #DIV/0! | #DIV/0! | #DIV/0! | #DIV/0! | #DIV/0! | #DIV/0! | #DIV/0! | #DIV/0! | #DIV/0! | #DIV/0! | #DIV/0! | #DIV/0! | #DIV/0! | #DIV/0! | #DIV/0! | #DIV/0! | #DIV/0! | #DIV/0! | #DIV/0! | #DIV/0! | #DIV/0! | #DIV/0! | #DIV/0! | #DIV/0! | #DIV/0! | #DIV/0! | #DIV/0! | #DIV/0! | #DIV/0! | #DIV/0! | #DIV/0! | #DIV/0! | #DIV/0! | #DIV/0! | #DIV/0! | #DIV/0! | #DIV/0! | #DIV/0! | #DIV/0! | #DIV/0! | #DIV/0! | #DIV/0! | #DIV/0! | #DIV/0! | #DIV/0! | #DIV/0! | #DIV/0! | #DIV/0! | #DIV/0! | #DIV/0! | #DIV/0! | #DIV/0! | #DIV/0! | #DIV/0! | #DIV/0! | #DIV/0! | #DIV/0! | #DIV/0! | #DIV/0! | #DIV/0! | #DIV/0! | #DIV/0! | #DIV/0! | #DIV/0!
| avg/srpls |  | #DIV/0! | #DIV/0! | #DIV/0! | #DIV/0! | #DIV/0! | #DIV/0! | #DIV/0! | #DIV/0! | #DIV/0! | #DIV/0! | #DIV/0! | #DIV/0! | #DIV/0! | #DIV/0! | #DIV/0! | #DIV/0! | #DIV/0! | #DIV/0! | #DIV/0! | #DIV/0! | #DIV/0! | #DIV/0! | #DIV/0! | #DIV/0! | #DIV/0! | #DIV/0! | #DIV/0! | #DIV/0! | #DIV/0! | #DIV/0! | #DIV/0! | #DIV/0! | #DIV/0! | #DIV/0! | #DIV/0! | #DIV/0! | #DIV/0! | #DIV/0! | #DIV/0! | #DIV/0! | #DIV/0! | #DIV/0! | #DIV/0! | #DIV/0! | #DIV/0! | #DIV/0! | #DIV/0! | #DIV/0! | #DIV/0! | #DIV/0! | #DIV/0! | #DIV/0! | #DIV/0! | #DIV/0! | #DIV/0! | #DIV/0! | #DIV/0! | #DIV/0! | #DIV/0! | #DIV/0! | #DIV/0! | #DIV/0! | #DIV/0! | #DIV/0! | #DIV/0! | #DIV/0! | #DIV/0! | #DIV/0! | #DIV/0! | #DIV/0! | #DIV/0! | #DIV/0! | #DIV/0! | #DIV/0! | #DIV/0! | #DIV/0! | #DIV/0! | #DIV/0! | #DIV/0! | #DIV/0! | #DIV/0! | #DIV/0! | #DIV/0! | #DIV/0! | #DIV/0! | #DIV/0! | #DIV/0! | #DIV/0! | #DIV/0! | #DIV/0! | #DIV/0! | #DIV/0! | #DIV/0! | #DIV/0! | #DIV/0! | #DIV/0! | #DIV/0! | #DIV/0! | #DIV/0! | #DIV/0! | #DIV/0! | #DIV/0! | #DIV/0! | #DIV/0! | #DIV/0! | #DIV/0! | #DIV/0! | #DIV/0! | #DIV/0! | #DIV/0! | #DIV/0!
GC GEN (GWh/yr) | avg |  | #DIV/0! | #DIV/0! | #DIV/0! | #DIV/0! | #DIV/0! | #DIV/0! | #DIV/0! | #DIV/0! | #DIV/0! | #DIV/0! | #DIV/0! | #DIV/0! | #DIV/0! | #DIV/0! | #DIV/0! | #DIV/0! | #DIV/0! | #DIV/0! | #DIV/0! | #DIV/0! | #DIV/0! | #DIV/0! | #DIV/0! | #DIV/0! | #DIV/0! | #DIV/0! | #DIV/0! | #DIV/0! | #DIV/0! | #DIV/0! | #DIV/0! | #DIV/0! | #DIV/0! | #DIV/0! | #DIV/0! | #DIV/0! | #DIV/0! | #DIV/0! | #DIV/0! | #DIV/0! | #DIV/0! | #DIV/0! | #DIV/0! | #DIV/0! | #DIV/0! | #DIV/0! | #DIV/0! | #DIV/0! | #DIV/0! | #DIV/0! | #DIV/0! | #DIV/0! | #DIV/0! | #DIV/0! | #DIV/0! | #DIV/0! | #DIV/0! | #DIV/0! | #DIV/0! | #DIV/0! | #DIV/0! | #DIV/0! | #DIV/0! | #DIV/0! | #DIV/0! | #DIV/0! | #DIV/0! | #DIV/0! | #DIV/0! | #DIV/0! | #DIV/0! | #DIV/0! | #DIV/0! | #DIV/0! | #DIV/0! | #DIV/0! | #DIV/0! | #DIV/0! | #DIV/0! | #DIV/0! | #DIV/0! | #DIV/0! | #DIV/0! | #DIV/0! | #DIV/0! | #DIV/0! | #DIV/0! | #DIV/0! | #DIV/0! | #DIV/0! | #DIV/0! | #DIV/0! | #DIV/0! | #DIV/0! | #DIV/0! | #DIV/0! | #DIV/0! | #DIV/0! | #DIV/0! | #DIV/0! | #DIV/0! | #DIV/0! | #DIV/0! | #DIV/0! | #DIV/0! | #DIV/0! | #DIV/0! | #DIV/0! | #DIV/0! | #DIV/0! | #DIV/0!
| median |  | #VALUE! | #VALUE! | #VALUE! | #VALUE! | #VALUE! | #VALUE! | #VALUE! | #VALUE! | #VALUE! | #VALUE! | #VALUE! | #VALUE! | #VALUE! | #VALUE! | #VALUE! | #VALUE! | #VALUE! | #VALUE! | #VALUE! | #VALUE! | #VALUE! | #VALUE! | #VALUE! | #VALUE! | #VALUE! | #VALUE! | #VALUE! | #VALUE! | #VALUE! | #VALUE! | #VALUE! | #VALUE! | #VALUE! | #VALUE! | #VALUE! | #VALUE! | #VALUE! | #VALUE! | #VALUE! | #VALUE! | #VALUE! | #VALUE! | #VALUE! | #VALUE! | #VALUE! | #VALUE! | #VALUE! | #VALUE! | #VALUE! | #VALUE! | #VALUE! | #VALUE! | #VALUE! | #VALUE! | #VALUE! | #VALUE! | #VALUE! | #VALUE! | #VALUE! | #VALUE! | #VALUE! | #VALUE! | #VALUE! | #VALUE! | #VALUE! | #VALUE! | #VALUE! | #VALUE! | #VALUE! | #VALUE! | #VALUE! | #VALUE! | #VALUE! | #VALUE! | #VALUE! | #VALUE! | #VALUE! | #VALUE! | #VALUE! | #VALUE! | #VALUE! | #VALUE! | #VALUE! | #VALUE! | #VALUE! | #VALUE! | #VALUE! | #VALUE! | #VALUE! | #VALUE! | #VALUE! | #VALUE! | #VALUE! | #VALUE! | #VALUE! | #VALUE! | #VALUE! | #VALUE! | #VALUE! | #VALUE! | #VALUE! | #VALUE! | #VALUE! | #VALUE! | #VALUE! | #VALUE! | #VALUE! | #VALUE! | #VALUE! | #VALUE! | #VALUE!
| 10th |  | #VALUE! | #VALUE! | #VALUE! | #VALUE! | #VALUE! | #VALUE! | #VALUE! | #VALUE! | #VALUE! | #VALUE! | #VALUE! | #VALUE! | #VALUE! | #VALUE! | #VALUE! | #VALUE! | #VALUE! | #VALUE! | #VALUE! | #VALUE! | #VALUE! | #VALUE! | #VALUE! | #VALUE! | #VALUE! | #VALUE! | #VALUE! | #VALUE! | #VALUE! | #VALUE! | #VALUE! | #VALUE! | #VALUE! | #VALUE! | #VALUE! | #VALUE! | #VALUE! | #VALUE! | #VALUE! | #VALUE! | #VALUE! | #VALUE! | #VALUE! | #VALUE! | #VALUE! | #VALUE! | #VALUE! | #VALUE! | #VALUE! | #VALUE! | #VALUE! | #VALUE! | #VALUE! | #VALUE! | #VALUE! | #VALUE! | #VALUE! | #VALUE! | #VALUE! | #VALUE! | #VALUE! | #VALUE! | #VALUE! | #VALUE! | #VALUE! | #VALUE! | #VALUE! | #VALUE! | #VALUE! | #VALUE! | #VALUE! | #VALUE! | #VALUE! | #VALUE! | #VALUE! | #VALUE! | #VALUE! | #VALUE! | #VALUE! | #VALUE! | #VALUE! | #VALUE! | #VALUE! | #VALUE! | #VALUE! | #VALUE! | #VALUE! | #VALUE! | #VALUE! | #VALUE! | #VALUE! | #VALUE! | #VALUE! | #VALUE! | #VALUE! | #VALUE! | #VALUE! | #VALUE! | #VALUE! | #VALUE! | #VALUE! | #VALUE! | #VALUE! | #VALUE! | #VALUE! | #VALUE! | #VALUE! | #VALUE! | #VALUE! | #VALUE! | #VALUE!
| 25th |  | #VALUE! | #VALUE! | #VALUE! | #VALUE! | #VALUE! | #VALUE! | #VALUE! | #VALUE! | #VALUE! | #VALUE! | #VALUE! | #VALUE! | #VALUE! | #VALUE! | #VALUE! | #VALUE! | #VALUE! | #VALUE! | #VALUE! | #VALUE! | #VALUE! | #VALUE! | #VALUE! | #VALUE! | #VALUE! | #VALUE! | #VALUE! | #VALUE! | #VALUE! | #VALUE! | #VALUE! | #VALUE! | #VALUE! | #VALUE! | #VALUE! | #VALUE! | #VALUE! | #VALUE! | #VALUE! | #VALUE! | #VALUE! | #VALUE! | #VALUE! | #VALUE! | #VALUE! | #VALUE! | #VALUE! | #VALUE! | #VALUE! | #VALUE! | #VALUE! | #VALUE! | #VALUE! | #VALUE! | #VALUE! | #VALUE! | #VALUE! | #VALUE! | #VALUE! | #VALUE! | #VALUE! | #VALUE! | #VALUE! | #VALUE! | #VALUE! | #VALUE! | #VALUE! | #VALUE! | #VALUE! | #VALUE! | #VALUE! | #VALUE! | #VALUE! | #VALUE! | #VALUE! | #VALUE! | #VALUE! | #VALUE! | #VALUE! | #VALUE! | #VALUE! | #VALUE! | #VALUE! | #VALUE! | #VALUE! | #VALUE! | #VALUE! | #VALUE! | #VALUE! | #VALUE! | #VALUE! | #VALUE! | #VALUE! | #VALUE! | #VALUE! | #VALUE! | #VALUE! | #VALUE! | #VALUE! | #VALUE! | #VALUE! | #VALUE! | #VALUE! | #VALUE! | #VALUE! | #VALUE! | #VALUE! | #VALUE! | #VALUE! | #VALUE! | #VALUE!
| 75th |  | #VALUE! | #VALUE! | #VALUE! | #VALUE! | #VALUE! | #VALUE! | #VALUE! | #VALUE! | #VALUE! | #VALUE! | #VALUE! | #VALUE! | #VALUE! | #VALUE! | #VALUE! | #VALUE! | #VALUE! | #VALUE! | #VALUE! | #VALUE! | #VALUE! | #VALUE! | #VALUE! | #VALUE! | #VALUE! | #VALUE! | #VALUE! | #VALUE! | #VALUE! | #VALUE! | #VALUE! | #VALUE! | #VALUE! | #VALUE! | #VALUE! | #VALUE! | #VALUE! | #VALUE! | #VALUE! | #VALUE! | #VALUE! | #VALUE! | #VALUE! | #VALUE! | #VALUE! | #VALUE! | #VALUE! | #VALUE! | #VALUE! | #VALUE! | #VALUE! | #VALUE! | #VALUE! | #VALUE! | #VALUE! | #VALUE! | #VALUE! | #VALUE! | #VALUE! | #VALUE! | #VALUE! | #VALUE! | #VALUE! | #VALUE! | #VALUE! | #VALUE! | #VALUE! | #VALUE! | #VALUE! | #VALUE! | #VALUE! | #VALUE! | #VALUE! | #VALUE! | #VALUE! | #VALUE! | #VALUE! | #VALUE! | #VALUE! | #VALUE! | #VALUE! | #VALUE! | #VALUE! | #VALUE! | #VALUE! | #VALUE! | #VALUE! | #VALUE! | #VALUE! | #VALUE! | #VALUE! | #VALUE! | #VALUE! | #VALUE! | #VALUE! | #VALUE! | #VALUE! | #VALUE! | #VALUE! | #VALUE! | #VALUE! | #VALUE! | #VALUE! | #VALUE! | #VALUE! | #VALUE! | #VALUE! | #VALUE! | #VALUE! | #VALUE! | #VALUE!
| 90th |  | #VALUE! | #VALUE! | #VALUE! | #VALUE! | #VALUE! | #VALUE! | #VALUE! | #VALUE! | #VALUE! | #VALUE! | #VALUE! | #VALUE! | #VALUE! | #VALUE! | #VALUE! | #VALUE! | #VALUE! | #VALUE! | #VALUE! | #VALUE! | #VALUE! | #VALUE! | #VALUE! | #VALUE! | #VALUE! | #VALUE! | #VALUE! | #VALUE! | #VALUE! | #VALUE! | #VALUE! | #VALUE! | #VALUE! | #VALUE! | #VALUE! | #VALUE! | #VALUE! | #VALUE! | #VALUE! | #VALUE! | #VALUE! | #VALUE! | #VALUE! | #VALUE! | #VALUE! | #VALUE! | #VALUE! | #VALUE! | #VALUE! | #VALUE! | #VALUE! | #VALUE! | #VALUE! | #VALUE! | #VALUE! | #VALUE! | #VALUE! | #VALUE! | #VALUE! | #VALUE! | #VALUE! | #VALUE! | #VALUE! | #VALUE! | #VALUE! | #VALUE! | #VALUE! | #VALUE! | #VALUE! | #VALUE! | #VALUE! | #VALUE! | #VALUE! | #VALUE! | #VALUE! | #VALUE! | #VALUE! | #VALUE! | #VALUE! | #VALUE! | #VALUE! | #VALUE! | #VALUE! | #VALUE! | #VALUE! | #VALUE! | #VALUE! | #VALUE! | #VALUE! | #VALUE! | #VALUE! | #VALUE! | #VALUE! | #VALUE! | #VALUE! | #VALUE! | #VALUE! | #VALUE! | #VALUE! | #VALUE! | #VALUE! | #VALUE! | #VALUE! | #VALUE! | #VALUE! | #VALUE! | #VALUE! | #VALUE! | #VALUE! | #VALUE! | #VALUE!
| % yrs gen. |  | #DIV/0! | #DIV/0! | #DIV/0! | #DIV/0! | #DIV/0! | #DIV/0! | #DIV/0! | #DIV/0! | #DIV/0! | #DIV/0! | #DIV/0! | #DIV/0! | #DIV/0! | #DIV/0! | #DIV/0! | #DIV/0! | #DIV/0! | #DIV/0! | #DIV/0! | #DIV/0! | #DIV/0! | #DIV/0! | #DIV/0! | #DIV/0! | #DIV/0! | #DIV/0! | #DIV/0! | #DIV/0! | #DIV/0! | #DIV/0! | #DIV/0! | #DIV/0! | #DIV/0! | #DIV/0! | #DIV/0! | #DIV/0! | #DIV/0! | #DIV/0! | #DIV/0! | #DIV/0! | #DIV/0! | #DIV/0! | #DIV/0! | #DIV/0! | #DIV/0! | #DIV/0! | #DIV/0! | #DIV/0! | #DIV/0! | #DIV/0! | #DIV/0! | #DIV/0! | #DIV/0! | #DIV/0! | #DIV/0! | #DIV/0! | #DIV/0! | #DIV/0! | #DIV/0! | #DIV/0! | #DIV/0! | #DIV/0! | #DIV/0! | #DIV/0! | #DIV/0! | #DIV/0! | #DIV/0! | #DIV/0! | #DIV/0! | #DIV/0! | #DIV/0! | #DIV/0! | #DIV/0! | #DIV/0! | #DIV/0! | #DIV/0! | #DIV/0! | #DIV/0! | #DIV/0! | #DIV/0! | #DIV/0! | #DIV/0! | #DIV/0! | #DIV/0! | #DIV/0! | #DIV/0! | #DIV/0! | #DIV/0! | #DIV/0! | #DIV/0! | #DIV/0! | #DIV/0! | #DIV/0! | #DIV/0! | #DIV/0! | #DIV/0! | #DIV/0! | #DIV/0! | #DIV/0! | #DIV/0! | #DIV/0! | #DIV/0! | #DIV/0! | #DIV/0! | #DIV/0! | #DIV/0! | #DIV/0! | #DIV/0! | #DIV/0! | #DIV/0! | #DIV/0!
MEAD GEN (GWh/yr) | avg |  | #DIV/0! | #DIV/0! | #DIV/0! | #DIV/0! | #DIV/0! | #DIV/0! | #DIV/0! | #DIV/0! | #DIV/0! | #DIV/0! | #DIV/0! | #DIV/0! | #DIV/0! | #DIV/0! | #DIV/0! | #DIV/0! | #DIV/0! | #DIV/0! | #DIV/0! | #DIV/0! | #DIV/0! | #DIV/0! | #DIV/0! | #DIV/0! | #DIV/0! | #DIV/0! | #DIV/0! | #DIV/0! | #DIV/0! | #DIV/0! | #DIV/0! | #DIV/0! | #DIV/0! | #DIV/0! | #DIV/0! | #DIV/0! | #DIV/0! | #DIV/0! | #DIV/0! | #DIV/0! | #DIV/0! | #DIV/0! | #DIV/0! | #DIV/0! | #DIV/0! | #DIV/0! | #DIV/0! | #DIV/0! | #DIV/0! | #DIV/0! | #DIV/0! | #DIV/0! | #DIV/0! | #DIV/0! | #DIV/0! | #DIV/0! | #DIV/0! | #DIV/0! | #DIV/0! | #DIV/0! | #DIV/0! | #DIV/0! | #DIV/0! | #DIV/0! | #DIV/0! | #DIV/0! | #DIV/0! | #DIV/0! | #DIV/0! | #DIV/0! | #DIV/0! | #DIV/0! | #DIV/0! | #DIV/0! | #DIV/0! | #DIV/0! | #DIV/0! | #DIV/0! | #DIV/0! | #DIV/0! | #DIV/0! | #DIV/0! | #DIV/0! | #DIV/0! | #DIV/0! | #DIV/0! | #DIV/0! | #DIV/0! | #DIV/0! | #DIV/0! | #DIV/0! | #DIV/0! | #DIV/0! | #DIV/0! | #DIV/0! | #DIV/0! | #DIV/0! | #DIV/0! | #DIV/0! | #DIV/0! | #DIV/0! | #DIV/0! | #DIV/0! | #DIV/0! | #DIV/0! | #DIV/0! | #DIV/0! | #DIV/0! | #DIV/0! | #DIV/0! | #DIV/0!
| median |  | #VALUE! | #VALUE! | #VALUE! | #VALUE! | #VALUE! | #VALUE! | #VALUE! | #VALUE! | #VALUE! | #VALUE! | #VALUE! | #VALUE! | #VALUE! | #VALUE! | #VALUE! | #VALUE! | #VALUE! | #VALUE! | #VALUE! | #VALUE! | #VALUE! | #VALUE! | #VALUE! | #VALUE! | #VALUE! | #VALUE! | #VALUE! | #VALUE! | #VALUE! | #VALUE! | #VALUE! | #VALUE! | #VALUE! | #VALUE! | #VALUE! | #VALUE! | #VALUE! | #VALUE! | #VALUE! | #VALUE! | #VALUE! | #VALUE! | #VALUE! | #VALUE! | #VALUE! | #VALUE! | #VALUE! | #VALUE! | #VALUE! | #VALUE! | #VALUE! | #VALUE! | #VALUE! | #VALUE! | #VALUE! | #VALUE! | #VALUE! | #VALUE! | #VALUE! | #VALUE! | #VALUE! | #VALUE! | #VALUE! | #VALUE! | #VALUE! | #VALUE! | #VALUE! | #VALUE! | #VALUE! | #VALUE! | #VALUE! | #VALUE! | #VALUE! | #VALUE! | #VALUE! | #VALUE! | #VALUE! | #VALUE! | #VALUE! | #VALUE! | #VALUE! | #VALUE! | #VALUE! | #VALUE! | #VALUE! | #VALUE! | #VALUE! | #VALUE! | #VALUE! | #VALUE! | #VALUE! | #VALUE! | #VALUE! | #VALUE! | #VALUE! | #VALUE! | #VALUE! | #VALUE! | #VALUE! | #VALUE! | #VALUE! | #VALUE! | #VALUE! | #VALUE! | #VALUE! | #VALUE! | #VALUE! | #VALUE! | #VALUE! | #VALUE! | #VALUE!
| 10th |  | #VALUE! | #VALUE! | #VALUE! | #VALUE! | #VALUE! | #VALUE! | #VALUE! | #VALUE! | #VALUE! | #VALUE! | #VALUE! | #VALUE! | #VALUE! | #VALUE! | #VALUE! | #VALUE! | #VALUE! | #VALUE! | #VALUE! | #VALUE! | #VALUE! | #VALUE! | #VALUE! | #VALUE! | #VALUE! | #VALUE! | #VALUE! | #VALUE! | #VALUE! | #VALUE! | #VALUE! | #VALUE! | #VALUE! | #VALUE! | #VALUE! | #VALUE! | #VALUE! | #VALUE! | #VALUE! | #VALUE! | #VALUE! | #VALUE! | #VALUE! | #VALUE! | #VALUE! | #VALUE! | #VALUE! | #VALUE! | #VALUE! | #VALUE! | #VALUE! | #VALUE! | #VALUE! | #VALUE! | #VALUE! | #VALUE! | #VALUE! | #VALUE! | #VALUE! | #VALUE! | #VALUE! | #VALUE! | #VALUE! | #VALUE! | #VALUE! | #VALUE! | #VALUE! | #VALUE! | #VALUE! | #VALUE! | #VALUE! | #VALUE! | #VALUE! | #VALUE! | #VALUE! | #VALUE! | #VALUE! | #VALUE! | #VALUE! | #VALUE! | #VALUE! | #VALUE! | #VALUE! | #VALUE! | #VALUE! | #VALUE! | #VALUE! | #VALUE! | #VALUE! | #VALUE! | #VALUE! | #VALUE! | #VALUE! | #VALUE! | #VALUE! | #VALUE! | #VALUE! | #VALUE! | #VALUE! | #VALUE! | #VALUE! | #VALUE! | #VALUE! | #VALUE! | #VALUE! | #VALUE! | #VALUE! | #VALUE! | #VALUE! | #VALUE! | #VALUE!
| 25th |  | #VALUE! | #VALUE! | #VALUE! | #VALUE! | #VALUE! | #VALUE! | #VALUE! | #VALUE! | #VALUE! | #VALUE! | #VALUE! | #VALUE! | #VALUE! | #VALUE! | #VALUE! | #VALUE! | #VALUE! | #VALUE! | #VALUE! | #VALUE! | #VALUE! | #VALUE! | #VALUE! | #VALUE! | #VALUE! | #VALUE! | #VALUE! | #VALUE! | #VALUE! | #VALUE! | #VALUE! | #VALUE! | #VALUE! | #VALUE! | #VALUE! | #VALUE! | #VALUE! | #VALUE! | #VALUE! | #VALUE! | #VALUE! | #VALUE! | #VALUE! | #VALUE! | #VALUE! | #VALUE! | #VALUE! | #VALUE! | #VALUE! | #VALUE! | #VALUE! | #VALUE! | #VALUE! | #VALUE! | #VALUE! | #VALUE! | #VALUE! | #VALUE! | #VALUE! | #VALUE! | #VALUE! | #VALUE! | #VALUE! | #VALUE! | #VALUE! | #VALUE! | #VALUE! | #VALUE! | #VALUE! | #VALUE! | #VALUE! | #VALUE! | #VALUE! | #VALUE! | #VALUE! | #VALUE! | #VALUE! | #VALUE! | #VALUE! | #VALUE! | #VALUE! | #VALUE! | #VALUE! | #VALUE! | #VALUE! | #VALUE! | #VALUE! | #VALUE! | #VALUE! | #VALUE! | #VALUE! | #VALUE! | #VALUE! | #VALUE! | #VALUE! | #VALUE! | #VALUE! | #VALUE! | #VALUE! | #VALUE! | #VALUE! | #VALUE! | #VALUE! | #VALUE! | #VALUE! | #VALUE! | #VALUE! | #VALUE! | #VALUE! | #VALUE! | #VALUE!
| 75th |  | #VALUE! | #VALUE! | #VALUE! | #VALUE! | #VALUE! | #VALUE! | #VALUE! | #VALUE! | #VALUE! | #VALUE! | #VALUE! | #VALUE! | #VALUE! | #VALUE! | #VALUE! | #VALUE! | #VALUE! | #VALUE! | #VALUE! | #VALUE! | #VALUE! | #VALUE! | #VALUE! | #VALUE! | #VALUE! | #VALUE! | #VALUE! | #VALUE! | #VALUE! | #VALUE! | #VALUE! | #VALUE! | #VALUE! | #VALUE! | #VALUE! | #VALUE! | #VALUE! | #VALUE! | #VALUE! | #VALUE! | #VALUE! | #VALUE! | #VALUE! | #VALUE! | #VALUE! | #VALUE! | #VALUE! | #VALUE! | #VALUE! | #VALUE! | #VALUE! | #VALUE! | #VALUE! | #VALUE! | #VALUE! | #VALUE! | #VALUE! | #VALUE! | #VALUE! | #VALUE! | #VALUE! | #VALUE! | #VALUE! | #VALUE! | #VALUE! | #VALUE! | #VALUE! | #VALUE! | #VALUE! | #VALUE! | #VALUE! | #VALUE! | #VALUE! | #VALUE! | #VALUE! | #VALUE! | #VALUE! | #VALUE! | #VALUE! | #VALUE! | #VALUE! | #VALUE! | #VALUE! | #VALUE! | #VALUE! | #VALUE! | #VALUE! | #VALUE! | #VALUE! | #VALUE! | #VALUE! | #VALUE! | #VALUE! | #VALUE! | #VALUE! | #VALUE! | #VALUE! | #VALUE! | #VALUE! | #VALUE! | #VALUE! | #VALUE! | #VALUE! | #VALUE! | #VALUE! | #VALUE! | #VALUE! | #VALUE! | #VALUE! | #VALUE! | #VALUE!
| 90th |  | #VALUE! | #VALUE! | #VALUE! | #VALUE! | #VALUE! | #VALUE! | #VALUE! | #VALUE! | #VALUE! | #VALUE! | #VALUE! | #VALUE! | #VALUE! | #VALUE! | #VALUE! | #VALUE! | #VALUE! | #VALUE! | #VALUE! | #VALUE! | #VALUE! | #VALUE! | #VALUE! | #VALUE! | #VALUE! | #VALUE! | #VALUE! | #VALUE! | #VALUE! | #VALUE! | #VALUE! | #VALUE! | #VALUE! | #VALUE! | #VALUE! | #VALUE! | #VALUE! | #VALUE! | #VALUE! | #VALUE! | #VALUE! | #VALUE! | #VALUE! | #VALUE! | #VALUE! | #VALUE! | #VALUE! | #VALUE! | #VALUE! | #VALUE! | #VALUE! | #VALUE! | #VALUE! | #VALUE! | #VALUE! | #VALUE! | #VALUE! | #VALUE! | #VALUE! | #VALUE! | #VALUE! | #VALUE! | #VALUE! | #VALUE! | #VALUE! | #VALUE! | #VALUE! | #VALUE! | #VALUE! | #VALUE! | #VALUE! | #VALUE! | #VALUE! | #VALUE! | #VALUE! | #VALUE! | #VALUE! | #VALUE! | #VALUE! | #VALUE! | #VALUE! | #VALUE! | #VALUE! | #VALUE! | #VALUE! | #VALUE! | #VALUE! | #VALUE! | #VALUE! | #VALUE! | #VALUE! | #VALUE! | #VALUE! | #VALUE! | #VALUE! | #VALUE! | #VALUE! | #VALUE! | #VALUE! | #VALUE! | #VALUE! | #VALUE! | #VALUE! | #VALUE! | #VALUE! | #VALUE! | #VALUE! | #VALUE! | #VALUE! | #VALUE! | #VALUE!
| % yrs gen. |  | #DIV/0! | #DIV/0! | #DIV/0! | #DIV/0! | #DIV/0! | #DIV/0! | #DIV/0! | #DIV/0! | #DIV/0! | #DIV/0! | #DIV/0! | #DIV/0! | #DIV/0! | #DIV/0! | #DIV/0! | #DIV/0! | #DIV/0! | #DIV/0! | #DIV/0! | #DIV/0! | #DIV/0! | #DIV/0! | #DIV/0! | #DIV/0! | #DIV/0! | #DIV/0! | #DIV/0! | #DIV/0! | #DIV/0! | #DIV/0! | #DIV/0! | #DIV/0! | #DIV/0! | #DIV/0! | #DIV/0! | #DIV/0! | #DIV/0! | #DIV/0! | #DIV/0! | #DIV/0! | #DIV/0! | #DIV/0! | #DIV/0! | #DIV/0! | #DIV/0! | #DIV/0! | #DIV/0! | #DIV/0! | #DIV/0! | #DIV/0! | #DIV/0! | #DIV/0! | #DIV/0! | #DIV/0! | #DIV/0! | #DIV/0! | #DIV/0! | #DIV/0! | #DIV/0! | #DIV/0! | #DIV/0! | #DIV/0! | #DIV/0! | #DIV/0! | #DIV/0! | #DIV/0! | #DIV/0! | #DIV/0! | #DIV/0! | #DIV/0! | #DIV/0! | #DIV/0! | #DIV/0! | #DIV/0! | #DIV/0! | #DIV/0! | #DIV/0! | #DIV/0! | #DIV/0! | #DIV/0! | #DIV/0! | #DIV/0! | #DIV/0! | #DIV/0! | #DIV/0! | #DIV/0! | #DIV/0! | #DIV/0! | #DIV/0! | #DIV/0! | #DIV/0! | #DIV/0! | #DIV/0! | #DIV/0! | #DIV/0! | #DIV/0! | #DIV/0! | #DIV/0! | #DIV/0! | #DIV/0! | #DIV/0! | #DIV/0! | #DIV/0! | #DIV/0! | #DIV/0! | #DIV/0! | #DIV/0! | #DIV/0! | #DIV/0! | #DIV/0! | #DIV/0!
Total Gen (GWhr/yr) |  |  | #DIV/0! | #DIV/0! | #DIV/0! | #DIV/0! | #DIV/0! | #DIV/0! | #DIV/0! | #DIV/0! | #DIV/0! | #DIV/0! | #DIV/0! | #DIV/0! | #DIV/0! | #DIV/0! | #DIV/0! | #DIV/0! | #DIV/0! | #DIV/0! | #DIV/0! | #DIV/0! | #DIV/0! | #DIV/0! | #DIV/0! | #DIV/0! | #DIV/0! | #DIV/0! | #DIV/0! | #DIV/0! | #DIV/0! | #DIV/0! | #DIV/0! | #DIV/0! | #DIV/0! | #DIV/0! | #DIV/0! | #DIV/0! | #DIV/0! | #DIV/0! | #DIV/0! | #DIV/0! | #DIV/0! | #DIV/0! | #DIV/0! | #DIV/0! | #DIV/0! | #DIV/0! | #DIV/0! | #DIV/0! | #DIV/0! | #DIV/0! | #DIV/0! | #DIV/0! | #DIV/0! | #DIV/0! | #DIV/0! | #DIV/0! | #DIV/0! | #DIV/0! | #DIV/0! | #DIV/0! | #DIV/0! | #DIV/0! | #DIV/0! | #DIV/0! | #DIV/0! | #DIV/0! | #DIV/0! | #DIV/0! | #DIV/0! | #DIV/0! | #DIV/0! | #DIV/0! | #DIV/0! | #DIV/0! | #DIV/0! | #DIV/0! | #DIV/0! | #DIV/0! | #DIV/0! | #DIV/0! | #DIV/0! | #DIV/0! | #DIV/0! | #DIV/0! | #DIV/0! | #DIV/0! | #DIV/0! | #DIV/0! | #DIV/0! | #DIV/0! | #DIV/0! | #DIV/0! | #DIV/0! | #DIV/0! | #DIV/0! | #DIV/0! | #DIV/0! | #DIV/0! | #DIV/0! | #DIV/0! | #DIV/0! | #DIV/0! | #DIV/0! | #DIV/0! | #DIV/0! | #DIV/0! | #DIV/0! | #DIV/0! | #DIV/0! | #DIV/0! | #DIV/0!
Mead In (MAF/yr) | avg |  | 9.6798 | 10.1013 | 10.5158 | 10.5056 | 10.5265 | 10.6242 | 10.614 | 10.5515 | 10.6993 | 10.6465 | 10.6826 | 10.6815 | 10.7029 | 10.6414 | 10.6521 | 10.5743 | 10.3933 | 10.3886 | 10.3822 | 10.3541 | 10.3838 | 10.3927 | 10.3748 | 10.3975 | 10.3807 | 10.401 | 10.3542 | 10.3695 | 10.3324 | 10.3333 | 10.2993 | 10.3089 | 10.3202 | 10.3114 | 10.3054 | 10.2979 | 10.2863 | 10.2792 | 10.2632 | 10.2594 | 10.2689 | 10.2525 | 10.2324 | 10.2152 | 10.2079 | 10.2001 | 10.1875 | 10.1788 | 10.1629 | 10.1521 | 10.1431 | 10.1335 | 10.1223 | 10.1148 | 10.1079 | 10.1016 | 10.0958 | 10.0906 | 10.0858 | 10.0814 | 10.0776 | 10.0741 | 10.0707 | 10.0672 | 10.064 | 10.0611 | 10.0585 | 10.0569 | 10.0553 | 10.0535 | 10.0519 | 10.0507 | 10.0496 | 10.0487 | 10.0479 | 10.0472 | 10.0466 | 10.046 | 10.0456 | 10.0452 | 10.0449 | 10.0446 | 10.0445 | 10.0444 | 10.0444 | 10.0444 | 10.0444 | 10.0444 | 10.0444 | 10.0444 | 10.0444 | 10.0443 | 10.0444 | 10.0443 | 10.0443 | 10.0443 | 10.0443 | 10.0443 | 10.0443 | 10.0443 | 10.0443 | 10.0443 | 10.0443 | 10.0443 | 10.0443 | 10.0443 | 10.0443 | 10.0443 | 10.0443 | 10.0443 | 10.0443
| 10% |  | 8.1847 | 8.1555 | 8.0974 | 8.2799 | 8.379 | 8.479 | 8.3262 | 8.3262 | 8.6498 | 8.7036 | 8.5898 | 8.4699 | 8.6298 | 8.7436 | 8.6095 | 8.577 | 7.9533 | 7.9837 | 7.9499 | 8.7524 | 8.7524 | 8.7524 | 8.7524 | 8.7524 | 8.7524 | 8.7524 | 8.7524 | 8.7524 | 8.7524 | 8.7524 | 8.7524 | 8.7524 | 8.7524 | 8.7524 | 8.7524 | 8.7524 | 8.7524 | 8.7524 | 8.7524 | 8.7524 | 8.7524 | 8.7524 | 8.7524 | 8.7524 | 8.7524 | 8.7524 | 8.7524 | 8.7524 | 8.7524 | 8.7137 | 8.7137 | 8.7137 | 8.7137 | 8.7137 | 8.7137 | 8.7137 | 8.7137 | 8.7137 | 8.7137 | 8.7137 | 8.7137 | 8.7137 | 8.7137 | 8.7137 | 8.7137 | 8.7137 | 8.7137 | 8.7137 | 8.7137 | 8.7137 | 8.7137 | 8.7137 | 8.7137 | 8.7137 | 8.7137 | 8.7137 | 8.7137 | 8.7137 | 8.7137 | 8.7137 | 8.7137 | 8.7137 | 8.7137 | 8.7137 | 8.7137 | 8.7137 | 8.7137 | 8.7137 | 8.7137 | 8.7137 | 8.7137 | 8.7137 | 8.7137 | 8.7137 | 8.7137 | 8.7137 | 8.7137 | 8.7137 | 8.7137 | 8.7137 | 8.7137 | 8.7137 | 8.7137 | 8.7137 | 8.7137 | 8.7137 | 8.7137 | 8.7137 | 8.7137 | 8.7137 | 8.7137
| 90% |  | 12.583 | 13.6159 | 13.976 | 14.1061 | 14.0605 | 14.078 | 14.0617 | 14.1386 | 14.6065 | 14.5943 | 14.8774 | 15.111 | 14.8878 | 14.6401 | 14.8579 | 14.8429 | 14.8279 | 14.9337 | 15.0142 | 14.8834 | 14.6879 | 14.6729 | 14.7062 | 14.7424 | 14.6572 | 14.6129 | 14.103 | 14.2132 | 14.1467 | 14.3034 | 14.0541 | 14.5228 | 14.5078 | 14.4928 | 14.4778 | 14.4628 | 14.4205 | 14.4328 | 14.0765 | 14.4028 | 14.3878 | 14.3728 | 14.3578 | 13.8658 | 14.0361 | 14.1644 | 13.7883 | 13.7732 | 13.7581 | 13.743 | 13.7062 | 13.6911 | 13.676 | 13.676 | 13.6759 | 13.6759 | 13.6757 | 13.6756 | 13.6755 | 13.6754 | 13.6753 | 13.6753 | 13.6752 | 13.6751 | 13.6751 | 13.675 | 13.6749 | 13.6749 | 13.6749 | 13.6748 | 13.6748 | 13.6748 | 13.6748 | 13.6747 | 13.6747 | 13.6747 | 13.6747 | 13.6747 | 13.6747 | 13.6747 | 13.6747 | 13.6747 | 13.6747 | 13.6747 | 13.6747 | 13.6747 | 13.6747 | 13.6747 | 13.6747 | 13.6747 | 13.6747 | 13.6747 | 13.6747 | 13.6747 | 13.6747 | 13.6747 | 13.6747 | 13.6747 | 13.6747 | 13.6747 | 13.6747 | 13.6747 | 13.6747 | 13.6747 | 13.6747 | 13.6747 | 13.6747 | 13.6747 | 13.6747 | 13.6747 | 13.6747
UB | USE |  | 4.65 | 4.5268 | 4.68 | 4.695 | 4.71 | 4.725 | 4.74 | 4.5768 | 4.77 | 4.785 | 4.8 | 4.815 | 4.83 | 4.7865 | 4.86 | 4.875 | 4.89 | 4.905 | 4.92 | 4.935 | 4.95 | 4.965 | 4.98 | 4.995 | 5.01 | 5.025 | 5.04 | 5.055 | 5.07 | 5.085 | 5.1 | 5.115 | 5.13 | 5.145 | 5.16 | 5.175 | 4.9736 | 5.205 | 5.1793 | 4.9179 | 5.2169 | 5.265 | 5.28 | 5.295 | 5.2486 | 5.1462 | 5.34 | 5.355 | 5.37 | 5.385 | 5.4 | 5.3207 | 5.43 | 5.43 | 5.43 | 5.43 | 5.4072 | 5.43 | 5.3428 | 5.2004 | 5.2721 | 5.3579 | 5.43 | 5.43 | 5.2438 | 5.3815 | 5.2446 | 5.43 | 5.2451 | 5.3226 | 5.43 | 5.3638 | 5.3732 | 5.43 | 5.43 | 5.43 | 5.43 | 5.4035 | 5.43 | 5.43 | 5.43 | 5.3472 | 5.0571 | 5.43 | 5.43 | 5.43 | 5.2216 | 5.43 | 5.43 | 5.43 | 5.43 | 5.43 | 5.43 | 5.3727 | 5.2895 | 5.2485 | 5.393 | 5.3311 | 5.43 | 5.3164 | 5.43 | 5.43 | 5.43 | 5.43 | 5.43 | 5.3393 | 5.3316 | 5.0919 | 5.3016 | 5.2488 | 5.43
INFLOW | zTO MEAD |  | 8.3389 | 9.129 | 9.899 | 9.2972 | 9.899 | 9.899 | 9.899 | 9.899 | 9.899 | 9.899 | 10.6671 | 16.5571 | 9.2529 | 14.5057 | 10.3012 | 10.2433 | 12.5878 | 10.1977 | 15.6817 | 9.5099 | 14.8675 | 18.8422 | 11.0693 | 9.4773 | 16.7528 | 18.2272 | 14.0901 | 14.5829 | 10.4407 | 8.884 | 10.7591 | 13.7542 | 12.0806 | 15.7412 | 10.2129 | 8.8655 | 9.4569 | 8.9104 | 8.7975 | 8.5295 | 8.7127 | 9.0365 | 8.8357 | 9.1033 | 9.247 | 10.2876 | 9.0805 | 9.0591 | 9.1349 | 9.2377 | 8.9685 | 8.9335 | 8.5281 | 10.6487 | 8.5498 | 8.5803 | 13.4035 | 8.6636 | 8.7524 | 9.0362 | 8.6199 | 9.1427 | 9.134 | 8.7786 | 9.0471 | 8.9899 | 8.6427 | 8.8074 | 8.6098 | 9.487 | 9.2663 | 9.0655 | 9.0715 | 9.2987 | 8.9537 | 8.8071 | 8.8837 | 9.5925 | 8.974 | 8.9412 | 8.8646 | 8.6593 | 9.4706 | 9.5613 | 9.7917 | 8.9797 | 9.276 | 9.8377 | 18.3706 | 15.9968 | 16.8421 | 11.8889 | 9.0919 | 8.9348 | 8.8537 | 9.189 | 9.528 | 10.2244 | 8.8812 | 9.7081 | 8.8021 | 9.3076 | 11.8562 | 11.153 | 8.7137 | 8.7997 | 8.5838 | 8.754 | 8.9565 | 9.089 | 9.089
INFLOW | zTO MEAD |  | 9.8082 | 9.129 | 11.2425 | 9.129 | 9.129 | 9.899 | 9.899 | 9.899 | 9.899 | 12.4471 | 16.3424 | 9.2129 | 13.973 | 10.2838 | 10.4538 | 12.7011 | 10.3158 | 15.8251 | 9.6154 | 14.8834 | 18.8572 | 11.0843 | 9.4773 | 16.7816 | 18.2433 | 14.1051 | 14.5979 | 10.4557 | 8.884 | 10.7879 | 13.7703 | 12.0957 | 15.7562 | 10.2279 | 8.8655 | 9.4569 | 8.9104 | 8.7975 | 8.5295 | 8.7127 | 9.0365 | 8.8357 | 9.1033 | 9.247 | 10.2876 | 9.0805 | 9.0591 | 9.1349 | 9.2377 | 8.9685 | 8.9335 | 8.5281 | 10.855 | 8.5498 | 8.5803 | 13.4202 | 8.6636 | 8.7524 | 9.0362 | 8.6199 | 9.1427 | 9.134 | 8.7786 | 9.0471 | 8.9899 | 8.6427 | 8.8074 | 8.6098 | 9.487 | 9.2663 | 9.0655 | 9.0715 | 9.2987 | 8.9537 | 8.8071 | 8.8837 | 9.5925 | 8.974 | 8.9412 | 8.8646 | 8.6593 | 9.4706 | 9.5613 | 9.7917 | 8.9797 | 9.276 | 9.8377 | 18.3719 | 15.9969 | 16.8421 | 11.8889 | 9.0919 | 8.9348 | 8.8537 | 9.189 | 9.528 | 10.2244 | 8.8812 | 9.7081 | 8.8021 | 9.3076 | 11.8562 | 11.153 | 8.7137 | 8.7997 | 8.5838 | 8.754 | 8.9565 | 9.089 | 9.089 | 9.089
INFLOW | zTO MEAD |  | 9.0889 | 9.129 | 9.899 | 9.899 | 9.899 | 9.899 | 9.899 | 9.899 | 9.9298 | 16.5338 | 9.2129 | 14.7095 | 10.3236 | 10.2551 | 12.5975 | 10.2084 | 15.2791 | 9.5876 | 14.9747 | 18.8719 | 11.0993 | 9.4773 | 16.8104 | 18.2594 | 14.1202 | 14.6129 | 10.4708 | 8.884 | 10.8167 | 13.7864 | 12.1108 | 15.7712 | 10.2429 | 8.8655 | 9.4569 | 8.9104 | 8.7975 | 8.5295 | 8.7127 | 9.0365 | 8.8357 | 9.1033 | 9.247 | 10.2876 | 9.0805 | 9.0591 | 9.1349 | 9.2377 | 8.9685 | 8.9335 | 8.5281 | 11.077 | 8.5498 | 8.5803 | 13.4373 | 8.6636 | 8.7524 | 9.0362 | 8.6199 | 9.1427 | 9.134 | 8.7786 | 9.0471 | 8.9899 | 8.6427 | 8.8074 | 8.6098 | 9.487 | 9.2663 | 9.0655 | 9.0715 | 9.2987 | 8.9537 | 8.8071 | 8.8837 | 9.5925 | 8.974 | 8.9412 | 8.8646 | 8.6593 | 9.4706 | 9.5613 | 9.7917 | 8.9797 | 9.276 | 9.8377 | 18.3719 | 15.9969 | 16.8421 | 11.8889 | 9.0919 | 8.9348 | 8.8537 | 9.189 | 9.528 | 10.2244 | 8.8812 | 9.7081 | 8.8021 | 9.3076 | 11.8562 | 11.153 | 8.7137 | 8.7997 | 8.5838 | 8.754 | 8.9565 | 9.089 | 9.089 | 9.089 | 9.089
INFLOW | zTO MEAD |  | 9.0889 | 9.129 | 9.899 | 9.899 | 9.899 | 9.899 | 9.899 | 10.3781 | 16.3399 | 9.2129 | 14.5247 | 10.3042 | 10.4634 | 12.6109 | 10.416 | 15.1139 | 9.5879 | 14.9885 | 18.9668 | 11.1143 | 9.4773 | 16.8392 | 18.2755 | 14.1353 | 14.6279 | 10.4858 | 8.884 | 10.8455 | 13.8025 | 12.1259 | 15.7863 | 10.2579 | 8.8655 | 9.4569 | 8.9104 | 8.7975 | 8.5295 | 8.7127 | 9.0365 | 8.8357 | 9.1033 | 9.247 | 10.2876 | 9.0805 | 9.0591 | 9.1349 | 9.2377 | 8.9685 | 8.9335 | 8.6712 | 11.1687 | 8.5498 | 8.5803 | 13.4572 | 8.6636 | 8.7524 | 9.0362 | 8.6199 | 9.1427 | 9.134 | 8.7786 | 9.0471 | 8.9899 | 8.6427 | 8.8074 | 8.6098 | 9.487 | 9.2663 | 9.0655 | 9.0715 | 9.2987 | 8.9537 | 8.8071 | 8.8837 | 9.5925 | 8.974 | 8.9412 | 8.8646 | 8.6593 | 9.4706 | 9.5613 | 9.7917 | 8.9797 | 9.276 | 9.8377 | 18.3735 | 15.997 | 16.8421 | 11.8889 | 9.0919 | 8.9348 | 8.8537 | 9.189 | 9.528 | 10.2244 | 8.8812 | 9.7081 | 8.8021 | 9.3076 | 11.8562 | 11.153 | 8.7137 | 8.7997 | 8.5838 | 8.754 | 8.9565 | 9.089 | 9.089 | 9.089 | 9.089 | 9.089
INFLOW | zTO MEAD |  | 9.0889 | 9.129 | 8.379 | 9.899 | 9.899 | 9.899 | 10.4042 | 16.4836 | 9.2129 | 14.5943 | 10.3128 | 10.4491 | 12.817 | 10.427 | 14.7187 | 9.7103 | 14.8742 | 18.9712 | 11.2084 | 9.4773 | 16.8679 | 18.2916 | 14.1504 | 14.6429 | 10.5008 | 8.884 | 10.8743 | 13.8186 | 12.141 | 15.8013 | 10.2729 | 8.8655 | 9.4569 | 8.9104 | 8.7975 | 8.5295 | 8.7127 | 9.0365 | 8.8357 | 9.1033 | 9.247 | 10.2876 | 9.0805 | 9.0591 | 9.1349 | 9.2377 | 8.9685 | 8.9335 | 8.8868 | 11.2 | 8.5498 | 8.5803 | 13.4861 | 8.6636 | 8.7524 | 9.0362 | 8.6199 | 9.1427 | 9.134 | 8.7786 | 9.0471 | 8.9899 | 8.6427 | 8.8074 | 8.6098 | 9.487 | 9.2663 | 9.0655 | 9.0715 | 9.2987 | 8.9537 | 8.8071 | 8.8837 | 9.5925 | 8.974 | 8.9412 | 8.8646 | 8.6593 | 9.4706 | 9.5613 | 9.7917 | 8.9797 | 9.276 | 9.8377 | 18.374 | 15.9971 | 16.8421 | 11.8889 | 9.0919 | 8.9348 | 8.8537 | 9.189 | 9.528 | 10.2244 | 8.8812 | 9.7081 | 8.8021 | 9.3076 | 11.8562 | 11.153 | 8.7137 | 8.7997 | 8.5838 | 8.754 | 8.9565 | 9.089 | 9.089 | 9.089 | 9.089 | 9.089 | 9.089
INFLOW | zTO MEAD |  | 9.0889 | 8.379 | 9.899 | 9.899 | 9.899 | 10.6298 | 16.3962 | 9.2129 | 14.6065 | 10.318 | 10.4576 | 12.8057 | 10.4341 | 14.6401 | 9.756 | 14.8535 | 18.9834 | 11.2232 | 9.5573 | 16.8967 | 18.3077 | 14.1655 | 14.6579 | 10.5158 | 8.884 | 10.9031 | 13.8347 | 12.1561 | 15.8163 | 10.2879 | 8.8655 | 9.4569 | 8.9104 | 8.7975 | 8.5295 | 8.7127 | 9.0365 | 8.8357 | 9.1033 | 9.247 | 10.2876 | 9.0805 | 9.0591 | 9.1349 | 9.2377 | 8.9685 | 8.9335 | 9.0973 | 11.2311 | 8.5498 | 8.5803 | 13.53 | 8.6636 | 8.7524 | 9.0362 | 8.6199 | 9.1427 | 9.134 | 8.7786 | 9.0471 | 8.9899 | 8.6427 | 8.8074 | 8.6098 | 9.487 | 9.2663 | 9.0655 | 9.0715 | 9.2987 | 8.9537 | 8.8071 | 8.8837 | 9.5925 | 8.974 | 8.9412 | 8.8646 | 8.6593 | 9.4706 | 9.5613 | 9.7917 | 8.9797 | 9.276 | 9.8377 | 18.374 | 15.9971 | 16.8421 | 11.8889 | 9.0919 | 8.9348 | 8.8537 | 9.189 | 9.528 | 10.2244 | 8.8812 | 9.7081 | 8.8021 | 9.3076 | 11.8562 | 11.153 | 8.7137 | 8.7997 | 8.5838 | 8.754 | 8.9565 | 9.089 | 9.089 | 9.089 | 9.089 | 9.089 | 9.089 | 9.089
INFLOW | zTO MEAD |  | 8.3389 | 9.129 | 9.899 | 9.899 | 11.0943 | 16.5738 | 9.2129 | 14.385 | 10.3584 | 10.4655 | 12.8108 | 10.4213 | 14.6473 | 9.7642 | 14.8738 | 18.9988 | 11.2382 | 9.5607 | 17.0023 | 18.3235 | 14.1806 | 14.6729 | 10.5308 | 8.884 | 10.9319 | 13.8508 | 12.1712 | 15.8313 | 10.3029 | 8.8655 | 9.4569 | 8.9104 | 8.7975 | 8.5295 | 8.7127 | 9.0365 | 8.8357 | 9.1033 | 9.247 | 10.2876 | 9.0805 | 9.0591 | 9.1423 | 9.2377 | 8.9685 | 8.9335 | 9.3044 | 11.2617 | 8.5498 | 8.5803 | 13.5709 | 8.6636 | 8.7524 | 9.0362 | 8.6199 | 9.1427 | 9.134 | 8.7786 | 9.0471 | 8.9899 | 8.6427 | 8.8074 | 8.6098 | 9.487 | 9.2663 | 9.0655 | 9.0715 | 9.2987 | 8.9537 | 8.8071 | 8.8837 | 9.5925 | 8.974 | 8.9412 | 8.8646 | 8.6593 | 9.4706 | 9.5613 | 9.7917 | 8.9797 | 9.276 | 9.8377 | 18.3801 | 15.9975 | 16.8422 | 11.8889 | 9.0919 | 8.9348 | 8.8537 | 9.189 | 9.528 | 10.2244 | 8.8812 | 9.7081 | 8.8021 | 9.3076 | 11.8562 | 11.153 | 8.7137 | 8.7997 | 8.5838 | 8.754 | 8.9565 | 9.089 | 9.089 | 9.089 | 9.089 | 9.089 | 9.089 | 9.089 | 9.089
INFLOW | zTO MEAD |  | 9.0889 | 9.129 | 10.8973 | 13.3979 | 14.8821 | 9.2149 | 14.0617 | 10.3607 | 10.5324 | 13.2273 | 10.2164 | 16.0454 | 9.7195 | 15.0545 | 19.0273 | 11.2543 | 9.5663 | 17.0261 | 18.4192 | 14.1956 | 14.6879 | 10.5458 | 8.884 | 10.9607 | 13.8669 | 12.1862 | 15.8463 | 10.3179 | 8.8655 | 9.4569 | 8.9104 | 8.7975 | 8.5295 | 8.7127 | 9.0365 | 8.8357 | 9.1033 | 9.247 | 10.2876 | 9.0805 | 9.0591 | 9.3095 | 9.2377 | 8.9685 | 8.9335 | 9.3732 | 11.281 | 8.5498 | 8.5803 | 13.6139 | 8.6636 | 8.7524 | 9.0362 | 8.6199 | 9.1427 | 9.134 | 8.7786 | 9.0471 | 8.9899 | 8.6427 | 8.8074 | 8.6098 | 9.487 | 9.2663 | 9.0655 | 9.0715 | 9.2987 | 8.9537 | 8.8071 | 8.8837 | 9.5925 | 8.974 | 8.9412 | 8.8646 | 8.6593 | 9.4706 | 9.5613 | 9.7917 | 8.9797 | 9.276 | 9.8377 | 18.3957 | 15.9988 | 16.8423 | 11.8889 | 9.0919 | 8.9348 | 8.8537 | 9.189 | 9.528 | 10.2244 | 8.8812 | 9.7081 | 8.8021 | 9.3076 | 11.8562 | 11.153 | 8.7137 | 8.7997 | 8.5838 | 8.754 | 8.9565 | 9.089 | 9.089 | 9.089 | 9.089 | 9.089 | 9.089 | 9.089 | 9.089 | 9.089
INFLOW | zTO MEAD |  | 9.0889 | 9.8524 | 13.0921 | 14.994 | 9.2129 | 14.078 | 10.3673 | 10.5369 | 13.0593 | 10.3243 | 15.963 | 9.6865 | 15.0688 | 19.0423 | 11.2693 | 9.5702 | 17.0514 | 18.435 | 14.2907 | 14.7029 | 10.5608 | 8.884 | 10.9895 | 13.883 | 12.2013 | 15.8613 | 10.3329 | 8.8655 | 9.4569 | 8.9104 | 8.7975 | 8.5295 | 8.7127 | 9.0365 | 8.8357 | 9.1033 | 9.247 | 10.2876 | 9.0805 | 9.0591 | 9.4838 | 9.2377 | 8.9685 | 8.9335 | 9.4396 | 11.3004 | 8.5498 | 8.5803 | 13.6568 | 8.6636 | 8.7524 | 9.0362 | 8.6199 | 9.1427 | 9.134 | 8.7786 | 9.0471 | 8.9899 | 8.6427 | 8.8074 | 8.6098 | 9.487 | 9.2663 | 9.0655 | 9.0715 | 9.2987 | 8.9537 | 8.8071 | 8.8837 | 9.5925 | 8.974 | 8.9412 | 8.8646 | 8.6593 | 9.4706 | 9.5613 | 9.7917 | 8.9797 | 9.276 | 9.8377 | 18.4247 | 16.0011 | 16.8424 | 11.8889 | 9.0919 | 8.9348 | 8.8537 | 9.189 | 9.528 | 10.2244 | 8.8812 | 9.7081 | 8.8021 | 9.3076 | 11.8562 | 11.153 | 8.7137 | 8.7997 | 8.5838 | 8.754 | 8.9565 | 9.089 | 9.089 | 9.089 | 9.089 | 9.089 | 9.089 | 9.089 | 9.089 | 9.089 | 9.089
INFLOW | zTO MEAD |  | 9.0889 | 11.9903 | 15.172 | 9.2129 | 14.0899 | 10.372 | 10.541 | 12.8923 | 10.4997 | 15.5057 | 9.666 | 15.0408 | 19.057 | 11.2843 | 9.5742 | 17.0764 | 18.4509 | 14.3057 | 14.7979 | 10.5758 | 8.884 | 11.0153 | 13.8991 | 12.2164 | 15.8763 | 10.3479 | 8.8655 | 9.5437 | 8.9104 | 8.7975 | 8.5295 | 8.7127 | 9.0365 | 8.8357 | 9.1033 | 9.247 | 10.2876 | 9.0805 | 9.0591 | 9.5939 | 9.2377 | 8.9685 | 8.9335 | 9.5012 | 11.3191 | 8.5498 | 8.5803 | 13.697 | 8.6636 | 8.7524 | 9.0362 | 8.6199 | 9.1427 | 9.134 | 8.7786 | 9.0471 | 8.9899 | 8.6427 | 8.8074 | 8.6098 | 9.487 | 9.2663 | 9.0655 | 9.0715 | 9.2987 | 8.9537 | 8.8071 | 8.8837 | 9.5925 | 8.974 | 8.9412 | 8.8646 | 8.6593 | 9.4706 | 9.5613 | 9.7917 | 8.9797 | 9.276 | 9.8377 | 18.4503 | 16.0032 | 16.8426 | 11.8889 | 9.0919 | 8.9348 | 8.8537 | 9.189 | 9.528 | 10.2244 | 8.8812 | 9.7081 | 8.8021 | 9.3076 | 11.8562 | 11.153 | 8.7137 | 8.7997 | 8.5838 | 8.754 | 8.9565 | 9.089 | 9.089 | 9.089 | 9.089 | 9.089 | 9.089 | 9.089 | 9.089 | 9.089 | 9.089 | 9.089
INFLOW | zTO MEAD |  | 9.7262 | 15.5369 | 9.2129 | 14.1061 | 10.3757 | 10.5443 | 12.8953 | 10.5036 | 14.8993 | 9.7002 | 14.9902 | 19.0265 | 11.2989 | 9.5882 | 17.0924 | 18.4659 | 14.3208 | 14.8129 | 10.6708 | 8.884 | 11.0441 | 13.9152 | 12.2315 | 15.8913 | 10.3629 | 8.8655 | 9.7629 | 8.9104 | 8.7975 | 8.5295 | 8.7127 | 9.0365 | 8.8357 | 9.1033 | 9.247 | 10.2876 | 9.0805 | 9.0591 | 9.6066 | 9.2377 | 8.9685 | 8.9335 | 9.5574 | 11.3374 | 8.5498 | 8.5803 | 13.7399 | 8.6636 | 8.7524 | 9.0362 | 8.6199 | 9.1427 | 9.134 | 8.7786 | 9.0471 | 8.9899 | 8.6427 | 8.8074 | 8.6098 | 9.487 | 9.2663 | 9.0655 | 9.0715 | 9.2987 | 8.9537 | 8.8071 | 8.8837 | 9.5925 | 8.974 | 8.9412 | 8.8646 | 8.6593 | 9.4706 | 9.5613 | 9.7917 | 8.9797 | 9.276 | 9.8377 | 18.4879 | 16.0064 | 16.8429 | 11.8889 | 9.0919 | 8.9348 | 8.8537 | 9.189 | 9.528 | 10.2244 | 8.8812 | 9.7081 | 8.8021 | 9.3076 | 11.8562 | 11.153 | 8.7137 | 8.7997 | 8.5838 | 8.754 | 8.9565 | 9.089 | 9.089 | 9.089 | 9.089 | 9.089 | 9.089 | 9.089 | 9.089 | 9.089 | 9.089 | 9.089 | 9.089
INFLOW | zTO MEAD |  | 13.068 | 9.2129 | 13.9345 | 10.3702 | 10.5446 | 12.8953 | 10.5052 | 13.9807 | 10.1658 | 14.5233 | 19.0023 | 11.2707 | 9.6111 | 17.0998 | 18.4803 | 14.3357 | 14.8279 | 10.6858 | 9.4587 | 10.6268 | 13.8949 | 12.2437 | 15.9061 | 10.3779 | 8.8655 | 9.7969 | 8.9104 | 8.7975 | 8.5295 | 8.7127 | 9.0365 | 8.8357 | 9.1033 | 9.247 | 10.2876 | 9.0805 | 9.0591 | 9.7552 | 9.2377 | 8.9685 | 8.9335 | 9.6218 | 11.3566 | 8.5498 | 8.5803 | 13.7799 | 8.6636 | 8.7524 | 9.0362 | 8.6199 | 9.1427 | 9.134 | 8.7786 | 9.0471 | 8.9899 | 8.6427 | 8.8074 | 8.6098 | 9.487 | 9.2663 | 9.0655 | 9.0715 | 9.2987 | 8.9537 | 8.8071 | 8.8837 | 9.5925 | 8.974 | 8.9412 | 8.8646 | 8.6593 | 9.4706 | 9.5613 | 9.7917 | 8.9797 | 9.276 | 9.8377 | 18.5327 | 16.01 | 16.8432 | 11.889 | 9.0919 | 8.9348 | 8.8537 | 9.189 | 9.528 | 10.2244 | 8.8812 | 9.7081 | 8.8021 | 9.3076 | 11.8562 | 11.153 | 8.7137 | 8.7997 | 8.5838 | 8.754 | 8.9565 | 9.089 | 9.089 | 9.089 | 9.089 | 9.089 | 9.089 | 9.089 | 9.089 | 9.089 | 9.089 | 9.089 | 9.089 | 8.8107
INFLOW | zTO MEAD |  | 9.1728 | 12.1599 | 10.0732 | 11.0875 | 13.2062 | 10.5159 | 13.8073 | 10.2698 | 13.4555 | 18.0613 | 11.2106 | 9.6196 | 17.0777 | 18.4924 | 14.3505 | 14.8429 | 10.7008 | 9.4646 | 10.7302 | 13.9106 | 12.2587 | 15.9211 | 10.3929 | 8.8655 | 9.8076 | 8.9104 | 8.7975 | 8.5295 | 8.7127 | 9.0365 | 8.8357 | 9.1033 | 9.247 | 10.2876 | 9.0805 | 9.0591 | 9.9177 | 9.2377 | 8.9685 | 8.9335 | 9.6875 | 11.3726 | 8.5498 | 8.5803 | 13.8228 | 8.6636 | 8.7524 | 9.0362 | 8.6199 | 9.1427 | 9.134 | 8.7786 | 9.0471 | 8.9899 | 8.6427 | 8.8074 | 8.6098 | 9.487 | 9.2663 | 9.0655 | 9.0715 | 9.2987 | 8.9537 | 8.8071 | 8.8837 | 9.5925 | 8.974 | 8.9412 | 8.8646 | 8.6593 | 9.4706 | 9.5613 | 9.7917 | 8.9797 | 9.276 | 9.8377 | 18.5954 | 16.015 | 16.8436 | 11.889 | 9.0919 | 8.9348 | 8.8537 | 9.189 | 9.528 | 10.2244 | 8.8812 | 9.7081 | 8.8021 | 9.3076 | 11.8562 | 11.153 | 8.7137 | 8.7997 | 8.5838 | 8.754 | 8.9565 | 9.089 | 9.089 | 9.089 | 9.089 | 9.089 | 9.089 | 9.089 | 9.089 | 9.089 | 9.089 | 9.089 | 9.089 | 8.8107 | 9.2705
INFLOW | zTO MEAD |  | 13.5124 | 10.2901 | 10.8825 | 12.9753 | 10.5068 | 13.8146 | 10.2779 | 13.4636 | 18.1961 | 11.2354 | 9.6208 | 17.0662 | 18.5084 | 14.3656 | 14.8579 | 10.7158 | 9.4684 | 10.7555 | 14.0064 | 12.2738 | 15.9361 | 10.4079 | 8.8655 | 9.8181 | 8.9104 | 8.7975 | 8.5295 | 8.7127 | 9.0365 | 8.8357 | 9.1033 | 9.247 | 10.2876 | 9.0893 | 9.0591 | 10.0761 | 9.2377 | 8.9685 | 8.9335 | 9.7472 | 11.3914 | 8.5498 | 8.5803 | 13.8658 | 8.6636 | 8.7524 | 9.0362 | 8.6199 | 9.1427 | 9.134 | 8.7786 | 9.0471 | 8.9899 | 8.6427 | 8.8074 | 8.6098 | 9.487 | 9.2663 | 9.0655 | 9.0715 | 9.2987 | 8.9537 | 8.8071 | 8.8837 | 9.5925 | 8.974 | 8.9412 | 8.8646 | 8.6593 | 9.4706 | 9.5613 | 9.7917 | 8.9797 | 9.276 | 9.8377 | 18.65 | 16.0196 | 16.8439 | 11.889 | 9.0919 | 8.9348 | 8.8537 | 9.189 | 9.528 | 10.2244 | 8.8812 | 9.7081 | 8.8021 | 9.3076 | 11.8562 | 11.153 | 8.7137 | 8.7997 | 8.5838 | 8.754 | 8.9565 | 9.089 | 9.089 | 9.089 | 9.089 | 9.089 | 9.089 | 9.089 | 9.089 | 9.089 | 9.089 | 9.089 | 9.089 | 8.8107 | 9.2705 | 9.1729
INFLOW | zTO MEAD |  | 9.3753 | 9.4793 | 13.1829 | 9.9307 | 15.0186 | 10.3354 | 13.4567 | 16.2634 | 11.0941 | 9.7234 | 16.9908 | 18.476 | 14.38 | 14.8729 | 10.7307 | 9.4722 | 10.7808 | 14.0222 | 12.3689 | 15.9511 | 10.4229 | 8.8655 | 9.8294 | 8.9104 | 8.7975 | 8.5295 | 8.7127 | 9.0365 | 8.8357 | 9.1033 | 9.247 | 10.2876 | 9.2298 | 9.0591 | 10.1151 | 9.2377 | 8.9685 | 8.9335 | 9.8055 | 11.4099 | 8.5498 | 8.5803 | 13.9086 | 8.6636 | 8.7524 | 9.0362 | 8.6199 | 9.1427 | 9.134 | 8.7786 | 9.0471 | 8.9899 | 8.6427 | 8.8074 | 8.6098 | 9.487 | 9.2663 | 9.0655 | 9.0715 | 9.2987 | 8.9537 | 8.8071 | 8.8837 | 9.5925 | 8.974 | 8.9412 | 8.8646 | 8.6593 | 9.4706 | 9.5613 | 9.7917 | 8.9797 | 9.276 | 9.8377 | 18.7238 | 16.0255 | 16.8444 | 11.8891 | 9.0919 | 8.9348 | 8.8537 | 9.189 | 9.528 | 10.2244 | 8.8812 | 9.7081 | 8.8021 | 9.3076 | 11.8562 | 11.153 | 8.7137 | 8.7997 | 8.5838 | 8.754 | 8.9565 | 9.089 | 9.089 | 9.089 | 9.089 | 9.089 | 9.089 | 9.089 | 9.089 | 9.089 | 9.089 | 9.089 | 9.089 | 8.8107 | 9.2705 | 9.1729 | 11.2525
INFLOW | zTO MEAD |  | 9.4392 | 12.1963 | 9.6297 | 15.3651 | 10.3548 | 13.4633 | 15.8589 | 11.0748 | 9.8816 | 16.8742 | 18.4832 | 14.3541 | 14.8878 | 10.7457 | 9.4762 | 10.8059 | 14.0381 | 12.3839 | 16.0461 | 10.4379 | 8.8655 | 9.822 | 8.9104 | 8.7975 | 8.5295 | 8.7127 | 9.0365 | 8.8357 | 9.1033 | 9.247 | 10.2876 | 9.3834 | 9.0591 | 10.1554 | 9.2415 | 8.9685 | 8.9335 | 9.8605 | 11.4281 | 8.5498 | 8.5803 | 13.9515 | 8.6636 | 8.7524 | 9.0362 | 8.6199 | 9.1427 | 9.134 | 8.7786 | 9.0471 | 8.9899 | 8.6427 | 8.8074 | 8.6098 | 9.487 | 9.2663 | 9.0655 | 9.0715 | 9.2987 | 8.9537 | 8.8071 | 8.8837 | 9.5925 | 8.974 | 8.9412 | 8.8646 | 8.6593 | 9.4706 | 9.5613 | 9.7917 | 8.9797 | 9.276 | 9.8377 | 18.8059 | 16.0323 | 16.8449 | 11.8891 | 9.0919 | 8.9348 | 8.8537 | 9.189 | 9.528 | 10.2244 | 8.8812 | 9.7081 | 8.8021 | 9.3076 | 11.8562 | 11.153 | 8.7137 | 8.7997 | 8.5838 | 8.754 | 8.9565 | 9.089 | 9.089 | 9.089 | 9.089 | 9.089 | 9.089 | 9.089 | 9.089 | 9.089 | 9.089 | 9.089 | 9.089 | 8.8107 | 9.2705 | 9.1729 | 11.2525 | 9.5238
INFLOW | zTO MEAD |  | 10.7065 | 9.6192 | 15.4124 | 10.3604 | 13.4658 | 15.527 | 11.0617 | 9.9731 | 16.8166 | 18.4924 | 14.3686 | 14.8628 | 10.7607 | 9.4901 | 10.8219 | 14.0531 | 12.3989 | 16.0611 | 10.5329 | 8.8655 | 9.8862 | 8.9104 | 8.7975 | 8.5295 | 8.7127 | 9.0365 | 8.8357 | 9.1033 | 9.247 | 10.2876 | 9.5706 | 9.0591 | 10.1123 | 9.2518 | 8.9685 | 8.9335 | 9.9028 | 11.4453 | 8.5498 | 8.5803 | 13.9913 | 8.6636 | 8.7524 | 9.0362 | 8.6199 | 9.1427 | 9.134 | 8.7786 | 9.0471 | 8.9899 | 8.6427 | 8.8074 | 8.6098 | 9.487 | 9.2663 | 9.0655 | 9.0715 | 9.2987 | 8.9537 | 8.8071 | 8.8837 | 9.5925 | 8.974 | 8.9412 | 8.8646 | 8.6593 | 9.4706 | 9.5613 | 9.7917 | 8.9797 | 9.276 | 9.8377 | 18.8899 | 16.0393 | 16.8455 | 11.8892 | 9.0919 | 8.9348 | 8.8537 | 9.189 | 9.528 | 10.2244 | 8.8812 | 9.7081 | 8.8021 | 9.3076 | 11.8562 | 11.153 | 8.7137 | 8.7997 | 8.5838 | 8.754 | 8.9565 | 9.089 | 9.089 | 9.089 | 9.089 | 9.089 | 9.089 | 9.089 | 9.089 | 9.089 | 9.089 | 9.089 | 9.089 | 8.8107 | 9.2705 | 9.1729 | 11.2525 | 9.5238 | 10.3427
INFLOW | zTO MEAD |  | 8.9568 | 13.6834 | 9.3819 | 14.5173 | 14.7417 | 10.9831 | 10.2047 | 16.1787 | 18.454 | 14.3794 | 14.8774 | 10.7357 | 9.5114 | 10.8311 | 14.0677 | 12.4139 | 16.0761 | 10.5479 | 8.9455 | 10.0498 | 8.9104 | 8.7975 | 8.5295 | 8.7127 | 9.0365 | 8.8357 | 9.1033 | 9.247 | 10.2876 | 9.7863 | 9.0591 | 9.9779 | 9.2574 | 8.9685 | 8.9335 | 9.9444 | 11.4624 | 8.5498 | 8.5803 | 14.0341 | 8.6636 | 8.7524 | 9.0362 | 8.6199 | 9.1427 | 9.134 | 8.7786 | 9.0471 | 8.9899 | 8.6427 | 8.8074 | 8.6098 | 9.487 | 9.2663 | 9.0655 | 9.0715 | 9.2987 | 8.9537 | 8.8071 | 8.8837 | 9.5925 | 8.974 | 8.9412 | 8.8646 | 8.6593 | 9.4706 | 9.5613 | 9.7917 | 8.9797 | 9.276 | 9.8377 | 18.9882 | 16.0471 | 16.8461 | 11.8892 | 9.0919 | 8.9348 | 8.8537 | 9.189 | 9.528 | 10.2244 | 8.8812 | 9.7081 | 8.8021 | 9.3076 | 11.8562 | 11.153 | 8.7137 | 8.7997 | 8.5838 | 8.754 | 8.9565 | 9.089 | 9.089 | 9.089 | 9.089 | 9.089 | 9.089 | 9.089 | 9.089 | 9.089 | 9.089 | 9.089 | 9.089 | 8.8107 | 9.2705 | 9.1729 | 11.2525 | 9.5238 | 10.3427 | 13.6747
INFLOW | zTO MEAD |  | 12.7564 | 9.4148 | 14.1437 | 14.7295 | 10.9914 | 10.214 | 16.2297 | 18.4721 | 14.3946 | 14.8924 | 10.7507 | 9.4953 | 10.838 | 14.082 | 12.4289 | 16.0911 | 10.5629 | 8.9455 | 10.5641 | 8.9104 | 8.7975 | 8.5295 | 8.7127 | 9.0365 | 8.8357 | 9.1033 | 9.247 | 10.2876 | 9.7994 | 9.0591 | 9.9072 | 9.2377 | 8.9685 | 8.9335 | 9.9288 | 11.475 | 8.5498 | 8.5803 | 14.0765 | 8.6636 | 8.7524 | 9.0362 | 8.6199 | 9.1427 | 9.134 | 8.7786 | 9.0471 | 8.9899 | 8.6427 | 8.8074 | 8.6098 | 9.487 | 9.2663 | 9.0655 | 9.0715 | 9.2987 | 8.9537 | 8.8071 | 8.8837 | 9.5925 | 8.974 | 8.9412 | 8.8646 | 8.6593 | 9.4706 | 9.5613 | 9.7917 | 8.9797 | 9.276 | 9.8377 | 19.0972 | 16.0561 | 16.8468 | 11.8893 | 9.0919 | 8.9348 | 8.8537 | 9.189 | 9.528 | 10.2244 | 8.8812 | 9.7081 | 8.8021 | 9.3076 | 11.8562 | 11.153 | 8.7137 | 8.7997 | 8.5838 | 8.754 | 8.9565 | 9.089 | 9.089 | 9.089 | 9.089 | 9.089 | 9.089 | 9.089 | 9.089 | 9.089 | 9.089 | 9.089 | 9.089 | 8.8107 | 9.2705 | 9.1729 | 11.2525 | 9.5238 | 10.3427 | 13.6747 | 9.2711
INFLOW | zTO MEAD |  | 9.0718 | 12.0602 | 16.1146 | 11.057 | 10.2092 | 13.9732 | 18.1753 | 14.3842 | 14.9054 | 10.7656 | 9.4991 | 10.8232 | 14.0978 | 12.4439 | 16.1061 | 10.5779 | 8.9455 | 10.5747 | 8.9904 | 8.7975 | 8.5295 | 8.7127 | 9.0365 | 8.8357 | 9.1033 | 9.247 | 10.2876 | 10.1363 | 9.0591 | 9.9676 | 9.2377 | 8.9685 | 8.9335 | 9.8093 | 11.479 | 8.5498 | 8.5803 | 14.1155 | 8.6636 | 8.7524 | 9.0362 | 8.6199 | 9.1427 | 9.134 | 8.7786 | 9.0471 | 8.9899 | 8.6427 | 8.8074 | 8.6098 | 9.487 | 9.2663 | 9.0655 | 9.0715 | 9.2987 | 8.9537 | 8.8071 | 8.8837 | 9.5925 | 8.974 | 8.9412 | 8.8646 | 8.6593 | 9.4706 | 9.5613 | 9.7917 | 8.9797 | 9.276 | 9.8377 | 19.2136 | 16.0656 | 16.8476 | 11.8893 | 9.0919 | 8.9348 | 8.8537 | 9.189 | 9.528 | 10.2244 | 8.8812 | 9.7081 | 8.8021 | 9.3076 | 11.8562 | 11.153 | 8.7137 | 8.7997 | 8.5838 | 8.754 | 8.9565 | 9.089 | 9.089 | 9.089 | 9.089 | 9.089 | 9.089 | 9.089 | 9.089 | 9.089 | 9.089 | 9.089 | 9.089 | 8.8107 | 9.2705 | 9.1729 | 11.2525 | 9.5238 | 10.3427 | 13.6747 | 9.2711 | 15.7274
INFLOW | zTO MEAD |  | 11.4207 | 15.6419 | 11.0368 | 10.2159 | 14.0128 | 18.3215 | 14.4099 | 14.9213 | 10.7806 | 9.5274 | 10.826 | 14.0719 | 12.4588 | 16.1211 | 10.5929 | 8.9455 | 10.5876 | 8.9904 | 8.8775 | 8.5295 | 8.7127 | 9.0365 | 8.8357 | 9.1033 | 9.247 | 10.2876 | 10.4666 | 9.0591 | 10.0274 | 9.2377 | 8.9685 | 8.9335 | 9.6924 | 11.4862 | 8.5498 | 8.5803 | 14.1572 | 8.6636 | 8.7524 | 9.0362 | 8.6199 | 9.1427 | 9.134 | 8.7786 | 9.0471 | 8.9899 | 8.6427 | 8.8074 | 8.6098 | 9.487 | 9.2663 | 9.0655 | 9.0715 | 9.2987 | 8.9537 | 8.8071 | 8.8837 | 9.5925 | 8.974 | 8.9412 | 8.8646 | 8.6593 | 9.4706 | 9.5613 | 9.7917 | 8.9797 | 9.276 | 9.8377 | 19.3375 | 16.0758 | 16.8484 | 11.8894 | 9.0919 | 8.9348 | 8.8537 | 9.189 | 9.528 | 10.2244 | 8.8812 | 9.7081 | 8.8021 | 9.3076 | 11.8562 | 11.153 | 8.7137 | 8.7997 | 8.5838 | 8.754 | 8.9565 | 9.089 | 9.089 | 9.089 | 9.089 | 9.089 | 9.089 | 9.089 | 9.089 | 9.089 | 9.089 | 9.089 | 9.089 | 8.8107 | 9.2705 | 9.1729 | 11.2525 | 9.5238 | 10.3427 | 13.6747 | 9.2711 | 15.7274 | 9.0718
INFLOW | zTO MEAD |  | 14.5699 | 11.0112 | 9.5471 | 14.5695 | 16.0748 | 14.246 | 14.9215 | 10.7944 | 9.5815 | 10.8049 | 14.084 | 12.4336 | 16.1361 | 10.6079 | 8.9455 | 10.5984 | 8.9904 | 8.8775 | 8.6095 | 8.7127 | 9.0365 | 8.8357 | 9.1033 | 9.247 | 10.2876 | 10.796 | 9.0591 | 10.0872 | 9.2377 | 8.9685 | 8.9335 | 9.5727 | 11.4902 | 8.5498 | 8.5803 | 14.196 | 8.6636 | 8.7524 | 9.0362 | 8.6199 | 9.1427 | 9.134 | 8.7786 | 9.0471 | 8.9899 | 8.6427 | 8.8074 | 8.6098 | 9.487 | 9.2663 | 9.0655 | 9.0715 | 9.2987 | 8.9537 | 8.8071 | 8.8837 | 9.5925 | 8.974 | 8.9412 | 8.8646 | 8.6593 | 9.4706 | 9.5613 | 9.7917 | 8.9797 | 9.276 | 9.8937 | 19.4312 | 16.0833 | 16.849 | 11.8894 | 9.0919 | 8.9348 | 8.8537 | 9.189 | 9.528 | 10.2244 | 8.8812 | 9.7081 | 8.8021 | 9.3076 | 11.8562 | 11.153 | 8.7137 | 8.7997 | 8.5838 | 8.754 | 8.9565 | 9.089 | 9.089 | 9.089 | 9.089 | 9.089 | 9.089 | 9.089 | 9.089 | 9.089 | 9.089 | 9.089 | 9.089 | 8.8107 | 9.2705 | 9.1729 | 11.2525 | 9.5238 | 10.3427 | 13.6747 | 9.2711 | 15.7274 | 9.0718 | 14.3872
INFLOW | zTO MEAD |  | 9.0845 | 9.5173 | 15.458 | 14.895 | 12.5965 | 14.4298 | 10.7679 | 9.6379 | 10.8415 | 14.0435 | 12.4439 | 16.1107 | 10.6229 | 8.9455 | 10.8173 | 8.9904 | 8.8775 | 8.6095 | 8.7927 | 9.0365 | 8.8357 | 9.1033 | 9.247 | 10.2876 | 10.9695 | 9.0591 | 10.1369 | 9.2377 | 8.9685 | 8.9335 | 9.5406 | 11.4155 | 8.5498 | 8.5803 | 14.2314 | 8.6636 | 8.7524 | 9.0362 | 8.6199 | 9.1427 | 9.134 | 8.7786 | 9.0471 | 8.9899 | 8.6427 | 8.8074 | 8.6098 | 9.487 | 9.2663 | 9.0655 | 9.0715 | 9.2987 | 8.9537 | 8.8071 | 8.8837 | 9.5925 | 8.974 | 8.9412 | 8.8646 | 8.6593 | 9.4706 | 9.5613 | 9.7917 | 8.9797 | 9.276 | 10.0383 | 19.4402 | 16.0842 | 16.8491 | 11.8894 | 9.0919 | 8.9348 | 8.8537 | 9.189 | 9.528 | 10.2244 | 8.8812 | 9.7081 | 8.8021 | 9.3076 | 11.8562 | 11.153 | 8.7137 | 8.7997 | 8.5838 | 8.754 | 8.9565 | 9.089 | 9.089 | 9.089 | 9.089 | 9.089 | 9.089 | 9.089 | 9.089 | 9.089 | 9.089 | 9.089 | 9.089 | 8.8107 | 9.2705 | 9.1729 | 11.2525 | 9.5238 | 10.3427 | 13.6747 | 9.2711 | 15.7274 | 9.0718 | 14.3872 | 18.3771
INFLOW | zTO MEAD |  | 9.4772 | 13.6159 | 14.8046 | 12.6017 | 14.0605 | 10.7547 | 9.736 | 10.8514 | 13.9842 | 12.453 | 16.1252 | 10.5978 | 8.9455 | 10.8479 | 8.9904 | 8.8775 | 8.6095 | 8.7927 | 9.1165 | 8.8357 | 9.1033 | 9.247 | 10.2876 | 11.2899 | 9.0591 | 10.196 | 9.2377 | 8.9685 | 8.9335 | 9.611 | 11.3331 | 8.5498 | 8.5803 | 14.1887 | 8.6636 | 8.7524 | 9.0362 | 8.6199 | 9.1427 | 9.134 | 8.7786 | 9.0471 | 8.9899 | 8.6427 | 8.8074 | 8.6098 | 9.487 | 9.2663 | 9.0655 | 9.0715 | 9.2987 | 8.9537 | 8.8071 | 8.8837 | 9.5925 | 8.974 | 8.9412 | 8.8646 | 8.6593 | 9.4706 | 9.5613 | 9.7917 | 8.9797 | 9.276 | 10.1979 | 19.4531 | 16.0853 | 16.8492 | 11.8895 | 9.0919 | 8.9348 | 8.8537 | 9.189 | 9.528 | 10.2244 | 8.8812 | 9.7081 | 8.8021 | 9.3076 | 11.8562 | 11.153 | 8.7137 | 8.7997 | 8.5838 | 8.754 | 8.9565 | 9.089 | 9.089 | 9.089 | 9.089 | 9.089 | 9.089 | 9.089 | 9.089 | 9.089 | 9.089 | 9.089 | 9.089 | 8.8107 | 9.2705 | 9.1729 | 11.2525 | 9.5238 | 10.3427 | 13.6747 | 9.2711 | 15.7274 | 9.0718 | 14.3872 | 18.3771 | 10.6193
INFLOW | zTO MEAD |  | 13.8316 | 14.7848 | 12.6 | 14.0364 | 10.7664 | 9.7482 | 10.8589 | 14.0083 | 12.4687 | 16.1403 | 10.6128 | 8.9055 | 10.8764 | 8.9904 | 8.8775 | 8.6095 | 8.7927 | 9.1165 | 8.9157 | 9.1033 | 9.247 | 10.2876 | 11.6077 | 9.0591 | 10.2548 | 9.2377 | 8.9685 | 8.9335 | 9.6843 | 11.3585 | 8.5498 | 8.5803 | 14.0496 | 8.6636 | 8.7524 | 9.0362 | 8.6199 | 9.1427 | 9.134 | 8.7786 | 9.0471 | 8.9899 | 8.6427 | 8.8074 | 8.6098 | 9.487 | 9.2663 | 9.0655 | 9.0715 | 9.2987 | 8.9537 | 8.8071 | 8.8837 | 9.5925 | 8.974 | 8.9412 | 8.8646 | 8.6593 | 9.4706 | 9.5613 | 9.7917 | 8.9797 | 9.276 | 10.3636 | 19.4667 | 16.0863 | 16.8493 | 11.8895 | 9.0919 | 8.9348 | 8.8537 | 9.189 | 9.528 | 10.2244 | 8.8812 | 9.7081 | 8.8021 | 9.3076 | 11.8562 | 11.153 | 8.7137 | 8.7997 | 8.5838 | 8.754 | 8.9565 | 9.089 | 9.089 | 9.089 | 9.089 | 9.089 | 9.089 | 9.089 | 9.089 | 9.089 | 9.089 | 9.089 | 9.089 | 8.8107 | 9.2705 | 9.1729 | 11.2525 | 9.5238 | 10.3427 | 13.6747 | 9.2711 | 15.7274 | 9.0718 | 14.3872 | 18.3771 | 10.6193 | 9.4773
INFLOW | zTO MEAD |  | 14.3633 | 12.604 | 12.5939 | 11.0791 | 9.8794 | 10.8616 | 12.764 | 11.5681 | 16.0834 | 10.6218 | 8.9055 | 10.8756 | 8.9904 | 8.8775 | 8.6095 | 8.7927 | 9.1165 | 8.9157 | 7.9533 | 9.247 | 10.2876 | 12.9877 | 9.0591 | 10.4002 | 9.2377 | 8.9685 | 8.9335 | 9.7616 | 11.3812 | 8.5498 | 8.5803 | 13.9104 | 8.6636 | 8.7524 | 9.0362 | 8.6199 | 9.1427 | 9.134 | 8.7786 | 9.0471 | 8.9899 | 8.6427 | 8.8074 | 8.6098 | 9.487 | 9.2663 | 9.0655 | 9.0715 | 9.2987 | 8.9537 | 8.8071 | 8.8837 | 9.5925 | 8.974 | 8.9412 | 8.8646 | 8.6593 | 9.4706 | 9.5613 | 9.7917 | 8.9797 | 9.276 | 10.5372 | 19.481 | 16.0875 | 16.8494 | 11.8895 | 9.0919 | 8.9348 | 8.8537 | 9.189 | 9.528 | 10.2244 | 8.8812 | 9.7081 | 8.8021 | 9.3076 | 11.8562 | 11.153 | 8.7137 | 8.7997 | 8.5838 | 8.754 | 8.9565 | 9.089 | 9.089 | 9.089 | 9.089 | 9.089 | 9.089 | 9.089 | 9.089 | 9.089 | 9.089 | 9.089 | 9.089 | 8.8107 | 9.2705 | 9.1729 | 11.2525 | 9.5238 | 10.3427 | 13.6747 | 9.2711 | 15.7274 | 9.0718 | 14.3872 | 18.3771 | 10.6193 | 9.4773 | 15.9414
INFLOW | zTO MEAD |  | 10.7332 | 13.8399 | 11.1234 | 9.0753 | 11.3832 | 12.958 | 11.2762 | 13.684 | 10.9384 | 8.9055 | 11.3096 | 8.9504 | 8.8775 | 8.6095 | 8.7927 | 9.1165 | 9.6857 | 7.9533 | 8.097 | 10.2876 | 12.792 | 9.0591 | 10.441 | 9.2584 | 8.9685 | 8.9335 | 9.8141 | 11.4019 | 8.5498 | 8.5803 | 13.8595 | 8.6636 | 8.7524 | 9.0362 | 8.6199 | 9.1427 | 9.134 | 8.7786 | 9.0471 | 8.9899 | 8.6427 | 8.8074 | 8.6098 | 9.487 | 9.2663 | 9.0655 | 9.0715 | 9.2987 | 8.9537 | 8.8071 | 8.8837 | 9.5925 | 8.974 | 8.9412 | 8.8646 | 8.6593 | 9.4706 | 9.5613 | 9.7917 | 8.9797 | 9.276 | 10.6811 | 19.4926 | 16.0884 | 16.8494 | 11.8895 | 9.0919 | 8.9348 | 8.8537 | 9.189 | 9.528 | 10.2244 | 8.8812 | 9.7081 | 8.8021 | 9.3076 | 11.8562 | 11.153 | 8.7137 | 8.7997 | 8.5838 | 8.754 | 8.9565 | 9.089 | 9.089 | 9.089 | 9.089 | 9.089 | 9.089 | 9.089 | 9.089 | 9.089 | 9.089 | 9.089 | 9.089 | 8.8107 | 9.2705 | 9.1729 | 11.2525 | 9.5238 | 10.3427 | 13.6747 | 9.2711 | 15.7274 | 9.0718 | 14.3872 | 18.3771 | 10.6193 | 9.4773 | 15.9414 | 17.7931
INFLOW | zTO MEAD |  | 11.2372 | 10.4287 | 8.924 | 11.2803 | 13.7965 | 11.321 | 13.686 | 10.9388 | 8.9055 | 11.3594 | 8.9504 | 8.8375 | 8.6095 | 8.7927 | 9.1165 | 8.9157 | 7.9533 | 8.097 | 11.1376 | 12.2843 | 9.0591 | 10.4562 | 9.2761 | 8.9685 | 8.9335 | 9.8699 | 11.4255 | 8.5498 | 8.5803 | 13.9133 | 8.6636 | 8.7524 | 9.0362 | 8.6199 | 9.1427 | 9.134 | 8.7786 | 9.0471 | 8.9899 | 8.6427 | 8.8074 | 8.6098 | 9.487 | 9.2663 | 9.0655 | 9.0715 | 9.2987 | 8.9537 | 8.8071 | 8.8837 | 9.5925 | 8.974 | 8.9412 | 8.8646 | 8.6593 | 9.4706 | 9.5613 | 9.7917 | 8.9797 | 9.276 | 10.7858 | 19.5012 | 16.0861 | 16.8495 | 11.8895 | 9.0919 | 8.9348 | 8.8537 | 9.189 | 9.528 | 10.2244 | 8.8812 | 9.7081 | 8.8021 | 9.3076 | 11.8562 | 11.153 | 8.7137 | 8.7997 | 8.5838 | 8.754 | 8.9565 | 9.089 | 9.089 | 9.089 | 9.089 | 9.089 | 9.089 | 9.089 | 9.089 | 9.089 | 9.089 | 9.089 | 9.089 | 8.8107 | 9.2705 | 9.1729 | 11.2525 | 9.5238 | 10.3427 | 13.6747 | 9.2711 | 15.7274 | 9.0718 | 14.3872 | 18.3771 | 10.6193 | 9.4773 | 15.9414 | 17.7931 | 13.6975
INFLOW | zTO MEAD |  | 9.607 | 8.924 | 8.9069 | 13.8136 | 12.3734 | 14.0313 | 10.9531 | 8.9055 | 10.746 | 8.9504 | 8.8375 | 8.5695 | 8.7927 | 9.1165 | 9.6857 | 9.9533 | 8.577 | 11.1376 | 9.3032 | 9.0591 | 9.9498 | 9.275 | 8.9685 | 8.9335 | 9.9216 | 11.4462 | 8.5498 | 8.5803 | 13.9645 | 8.6636 | 8.7524 | 9.0362 | 8.6199 | 9.1427 | 9.134 | 8.7786 | 9.0471 | 8.9899 | 8.6427 | 8.8074 | 8.6098 | 9.487 | 9.2663 | 9.0655 | 9.0715 | 9.2987 | 8.9537 | 8.8071 | 8.8837 | 9.5925 | 8.974 | 8.9412 | 8.8646 | 8.6593 | 9.4706 | 9.5613 | 9.7917 | 8.9797 | 9.276 | 10.9031 | 19.5109 | 16.0869 | 16.8495 | 11.8895 | 9.0919 | 8.9348 | 8.8537 | 9.189 | 9.528 | 10.2244 | 8.8812 | 9.7081 | 8.8021 | 9.3076 | 11.8562 | 11.153 | 8.7137 | 8.7997 | 8.5838 | 8.754 | 8.9565 | 9.089 | 9.089 | 9.089 | 9.089 | 9.089 | 9.089 | 9.089 | 9.089 | 9.089 | 9.089 | 9.089 | 9.089 | 8.8107 | 9.2705 | 9.1729 | 11.2525 | 9.5238 | 10.3427 | 13.6747 | 9.2711 | 15.7274 | 9.0718 | 14.3872 | 18.3771 | 10.6193 | 9.4773 | 15.9414 | 17.7931 | 13.6975 | 14.2077
INFLOW | zTO MEAD |  | 8.884 | 8.9069 | 12.7027 | 12.4229 | 14.0554 | 10.9646 | 8.9055 | 10.7966 | 8.9504 | 8.8375 | 7.8195 | 8.7527 | 9.8865 | 9.6857 | 9.9533 | 8.577 | 11.1376 | 9.4533 | 8.8956 | 10.1161 | 9.305 | 8.9685 | 8.9335 | 9.9969 | 11.4687 | 8.5498 | 8.5803 | 14.0213 | 8.6636 | 8.7524 | 9.0362 | 8.6199 | 9.1427 | 9.134 | 8.7786 | 9.0471 | 8.9899 | 8.6427 | 8.8074 | 8.6098 | 9.487 | 9.2663 | 9.0655 | 9.0715 | 9.2987 | 8.9537 | 8.8071 | 8.8837 | 9.5925 | 8.974 | 8.9412 | 8.8646 | 8.6593 | 9.4706 | 9.5613 | 9.7917 | 8.9797 | 9.276 | 11.0295 | 19.5212 | 16.0877 | 16.8496 | 11.8895 | 9.0919 | 8.9348 | 8.8537 | 9.189 | 9.528 | 10.2244 | 8.8812 | 9.7081 | 8.8021 | 9.3076 | 11.8562 | 11.153 | 8.7137 | 8.7997 | 8.5838 | 8.754 | 8.9565 | 9.089 | 9.089 | 9.089 | 9.089 | 9.089 | 9.089 | 9.089 | 9.089 | 9.089 | 9.089 | 9.089 | 9.089 | 8.8107 | 9.2705 | 9.1729 | 11.2525 | 9.5238 | 10.3427 | 13.6747 | 9.2711 | 15.7274 | 9.0718 | 14.3872 | 18.3771 | 10.6193 | 9.4773 | 15.9414 | 17.7931 | 13.6975 | 14.2077 | 10.0807
INFLOW | zTO MEAD |  | 8.8669 | 12.8324 | 12.2106 | 13.9019 | 10.9585 | 8.9055 | 10.9872 | 8.9504 | 8.8375 | 7.8195 | 8.7527 | 9.8465 | 9.6857 | 9.9533 | 8.577 | 11.1376 | 9.7631 | 8.9272 | 10.4441 | 9.2377 | 8.9685 | 8.9335 | 9.8751 | 11.4781 | 8.5498 | 8.5803 | 14.0713 | 8.6636 | 8.7524 | 9.0362 | 8.6199 | 9.1427 | 9.134 | 8.7786 | 9.0471 | 8.9899 | 8.6427 | 8.8074 | 8.6098 | 9.487 | 9.2663 | 9.0655 | 9.0715 | 9.2987 | 8.9537 | 8.8071 | 8.8837 | 9.5925 | 8.974 | 8.9412 | 8.8646 | 8.6593 | 9.4706 | 9.5613 | 9.7917 | 8.9797 | 9.276 | 11.1773 | 19.5332 | 16.0887 | 16.8497 | 11.8895 | 9.0919 | 8.9348 | 8.8537 | 9.189 | 9.528 | 10.2244 | 8.8812 | 9.7081 | 8.8021 | 9.3076 | 11.8562 | 11.153 | 8.7137 | 8.7997 | 8.5838 | 8.754 | 8.9565 | 9.089 | 9.089 | 9.089 | 9.089 | 9.089 | 9.089 | 9.089 | 9.089 | 9.089 | 9.089 | 9.089 | 9.089 | 8.8107 | 9.2705 | 9.1729 | 11.2525 | 9.5238 | 10.3427 | 13.6747 | 9.2711 | 15.7274 | 9.0718 | 14.3872 | 18.3771 | 10.6193 | 9.4773 | 15.9414 | 17.7931 | 13.6975 | 14.2077 | 10.0807 | 8.884
INFLOW | zTO MEAD |  | 10.4943 | 12.1306 | 13.976 | 10.9714 | 8.9055 | 10.868 | 8.9504 | 8.0875 | 8.5695 | 8.7527 | 9.8465 | 9.6457 | 9.9533 | 8.577 | 11.1376 | 9.6663 | 8.9399 | 10.7213 | 9.3691 | 8.9685 | 8.9335 | 9.8477 | 11.4922 | 8.5498 | 8.5803 | 14.1219 | 8.6636 | 8.7524 | 9.0362 | 8.6199 | 9.1427 | 9.134 | 8.7786 | 9.0471 | 8.9899 | 8.6427 | 8.8074 | 8.6098 | 9.487 | 9.2663 | 9.0655 | 9.0715 | 9.2987 | 8.9537 | 8.8071 | 8.8837 | 9.5925 | 8.974 | 8.9412 | 8.8646 | 8.6593 | 9.4706 | 9.5613 | 9.7917 | 8.9797 | 9.276 | 11.3283 | 19.5456 | 16.0897 | 16.8498 | 11.8895 | 9.0919 | 8.9348 | 8.8537 | 9.189 | 9.528 | 10.2244 | 8.8812 | 9.7081 | 8.8021 | 9.3076 | 11.8562 | 11.153 | 8.7137 | 8.7997 | 8.5838 | 8.754 | 8.9565 | 9.089 | 9.089 | 9.089 | 9.089 | 9.089 | 9.089 | 9.089 | 9.089 | 9.089 | 9.089 | 9.089 | 9.089 | 8.8107 | 9.2705 | 9.1729 | 11.2525 | 9.5238 | 10.3427 | 13.6747 | 9.2711 | 15.7274 | 9.0718 | 14.3872 | 18.3771 | 10.6193 | 9.4773 | 15.9414 | 17.7931 | 13.6975 | 14.2077 | 10.0807 | 8.884 | 10.1177
INFLOW | zTO MEAD |  | 8.8117 | 15.5796 | 10.6506 | 8.9055 | 9.4969 | 8.9504 | 8.0875 | 9.3395 | 9.5227 | 9.8465 | 9.6457 | 9.9133 | 8.577 | 11.1376 | 9.9305 | 9.9091 | 9.9849 | 9.2088 | 7.8185 | 8.9335 | 9.7058 | 11.5209 | 8.5498 | 8.5803 | 14.179 | 8.6636 | 8.7524 | 9.0362 | 8.6199 | 9.1427 | 9.134 | 8.7786 | 9.0471 | 8.9899 | 8.6427 | 8.8074 | 8.6098 | 9.487 | 9.2663 | 9.0655 | 9.0715 | 9.2987 | 8.9537 | 8.8071 | 8.8837 | 9.5925 | 8.974 | 8.9412 | 8.8646 | 8.6593 | 9.4706 | 9.5613 | 9.7917 | 8.9797 | 9.276 | 11.4937 | 19.5591 | 16.0907 | 16.8499 | 11.8895 | 9.0919 | 8.9348 | 8.8537 | 9.189 | 9.528 | 10.2244 | 8.8812 | 9.7081 | 8.8021 | 9.3076 | 11.8562 | 11.153 | 8.7137 | 8.7997 | 8.5838 | 8.754 | 8.9565 | 9.089 | 9.089 | 9.089 | 9.089 | 9.089 | 9.089 | 9.089 | 9.089 | 9.089 | 9.089 | 9.089 | 9.089 | 8.8107 | 9.2705 | 9.1729 | 11.2525 | 9.5238 | 10.3427 | 13.6747 | 9.2711 | 15.7274 | 9.0718 | 14.3872 | 18.3771 | 10.6193 | 9.4773 | 15.9414 | 17.7931 | 13.6975 | 14.2077 | 10.0807 | 8.884 | 10.1177 | 13.4138
INFLOW | zTO MEAD |  | 12.4854 | 10.2908 | 8.9055 | 9.4969 | 8.9504 | 8.0875 | 7.8195 | 9.5227 | 9.8465 | 9.6457 | 9.9133 | 8.537 | 11.1376 | 9.7504 | 9.9091 | 9.7963 | 9.5957 | 7.8185 | 9.8166 | 10.1379 | 11.5726 | 8.5498 | 8.5803 | 14.2564 | 8.6636 | 8.7524 | 9.0362 | 8.6199 | 9.1427 | 9.134 | 8.7786 | 9.0471 | 8.9899 | 8.6427 | 8.8074 | 8.6098 | 9.487 | 9.2663 | 9.0655 | 9.0715 | 9.2987 | 8.9537 | 8.8071 | 8.8837 | 9.5925 | 8.974 | 8.9412 | 8.8646 | 8.6593 | 9.4706 | 9.5613 | 9.7917 | 8.9797 | 9.276 | 11.6713 | 19.5735 | 16.0919 | 16.8499 | 11.8895 | 9.0919 | 8.9348 | 8.8537 | 9.189 | 9.528 | 10.2244 | 8.8812 | 9.7081 | 8.8021 | 9.3076 | 11.8562 | 11.153 | 8.7137 | 8.7997 | 8.5838 | 8.754 | 8.9565 | 9.089 | 9.089 | 9.089 | 9.089 | 9.089 | 9.089 | 9.089 | 9.089 | 9.089 | 9.089 | 9.089 | 9.089 | 8.8107 | 9.2705 | 9.1729 | 11.2525 | 9.5238 | 10.3427 | 13.6747 | 9.2711 | 15.7274 | 9.0718 | 14.3872 | 18.3771 | 10.6193 | 9.4773 | 15.9414 | 17.7931 | 13.6975 | 14.2077 | 10.0807 | 8.884 | 10.1177 | 13.4138 | 11.7786
INFLOW | zTO MEAD |  | 8.8541 | 8.1555 | 10.2669 | 9.7204 | 8.0875 | 8.5695 | 8.7527 | 9.0765 | 9.6457 | 9.9133 | 9.287 | 11.0976 | 9.9305 | 9.9091 | 9.9849 | 10.0877 | 7.8185 | 9.7835 | 9.3781 | 9.9397 | 8.5498 | 8.5803 | 14.2041 | 8.6636 | 8.7524 | 9.0362 | 8.6199 | 9.1427 | 9.134 | 8.7786 | 9.0471 | 8.9899 | 8.6427 | 8.8074 | 8.6098 | 9.487 | 9.2663 | 9.0655 | 9.0715 | 9.2987 | 8.9537 | 8.8071 | 8.8837 | 9.5925 | 8.974 | 8.9412 | 8.8646 | 8.6593 | 9.4706 | 9.5613 | 9.7917 | 8.9797 | 9.276 | 11.8631 | 19.5863 | 16.0931 | 16.85 | 11.8895 | 9.0919 | 8.9348 | 8.8537 | 9.189 | 9.528 | 10.2244 | 8.8812 | 9.7081 | 8.8021 | 9.3076 | 11.8562 | 11.153 | 8.7137 | 8.7997 | 8.5838 | 8.754 | 8.9565 | 9.089 | 9.089 | 9.089 | 9.089 | 9.089 | 9.089 | 9.089 | 9.089 | 9.089 | 9.089 | 9.089 | 9.089 | 8.8107 | 9.2705 | 9.1729 | 11.2525 | 9.5238 | 10.3427 | 13.6747 | 9.2711 | 15.7274 | 9.0718 | 14.3872 | 18.3771 | 10.6193 | 9.4773 | 15.9414 | 17.7931 | 13.6975 | 14.2077 | 10.0807 | 8.884 | 10.1177 | 13.4138 | 11.7786 | 15.4561
INFLOW | zTO MEAD |  | 8.1154 | 9.4969 | 9.7204 | 7.6075 | 7.8195 | 8.7527 | 9.0765 | 9.6457 | 9.9133 | 9.287 | 11.0976 | 9.8905 | 9.9091 | 9.9849 | 10.0877 | 9.8185 | 9.7835 | 9.3781 | 9.0283 | 8.5498 | 8.5803 | 13.9052 | 8.6636 | 8.7524 | 9.0362 | 8.6199 | 9.1427 | 9.134 | 8.7786 | 9.0471 | 8.9899 | 8.6427 | 8.8074 | 8.6098 | 9.487 | 9.2663 | 9.0655 | 9.0715 | 9.2987 | 8.9537 | 8.8071 | 8.8837 | 9.5925 | 8.974 | 8.9412 | 8.8646 | 8.6593 | 9.4706 | 9.5613 | 9.7917 | 8.9797 | 9.276 | 12.0509 | 19.6017 | 16.0944 | 16.8501 | 11.8895 | 9.0919 | 8.9348 | 8.8537 | 9.189 | 9.528 | 10.2244 | 8.8812 | 9.7081 | 8.8021 | 9.3076 | 11.8562 | 11.153 | 8.7137 | 8.7997 | 8.5838 | 8.754 | 8.9565 | 9.089 | 9.089 | 9.089 | 9.089 | 9.089 | 9.089 | 9.089 | 9.089 | 9.089 | 9.089 | 9.089 | 9.089 | 8.8107 | 9.2705 | 9.1729 | 11.2525 | 9.5238 | 10.3427 | 13.6747 | 9.2711 | 15.7274 | 9.0718 | 14.3872 | 18.3771 | 10.6193 | 9.4773 | 15.9414 | 17.7931 | 13.6975 | 14.2077 | 10.0807 | 8.884 | 10.1177 | 13.4138 | 11.7786 | 15.4561 | 9.9429
INFLOW | zTO MEAD |  | 9.7336 | 8.9504 | 8.0875 | 7.8195 | 9.5227 | 9.8465 | 9.6457 | 9.9133 | 9.287 | 11.0976 | 9.6126 | 9.8691 | 10.0328 | 10.0877 | 9.8185 | 9.7835 | 9.3781 | 10.7101 | 8.5989 | 8.5803 | 14.0174 | 8.6636 | 8.7524 | 9.0362 | 8.6199 | 9.1427 | 9.134 | 8.7786 | 9.0471 | 8.9899 | 8.6427 | 8.8074 | 8.6098 | 9.487 | 9.2663 | 9.0655 | 9.0715 | 9.2987 | 8.9537 | 8.8071 | 8.8837 | 9.5925 | 8.974 | 8.9412 | 8.8646 | 8.6593 | 9.4706 | 9.5613 | 9.7917 | 8.9797 | 9.276 | 12.2908 | 19.6201 | 16.0958 | 16.8503 | 11.8895 | 9.0919 | 8.9348 | 8.8537 | 9.189 | 9.528 | 10.2244 | 8.8812 | 9.7081 | 8.8021 | 9.3076 | 11.8562 | 11.153 | 8.7137 | 8.7997 | 8.5838 | 8.754 | 8.9565 | 9.089 | 9.089 | 9.089 | 9.089 | 9.089 | 9.089 | 9.089 | 9.089 | 9.089 | 9.089 | 9.089 | 9.089 | 8.8107 | 9.2705 | 9.1729 | 11.2525 | 9.5238 | 10.3427 | 13.6747 | 9.2711 | 15.7274 | 9.0718 | 14.3872 | 18.3771 | 10.6193 | 9.4773 | 15.9414 | 17.7931 | 13.6975 | 14.2077 | 10.0807 | 8.884 | 10.1177 | 13.4138 | 11.7786 | 15.4561 | 9.9429 | 8.8655
INFLOW | zTO MEAD |  | 8.9103 | 7.6075 | 7.5678 | 8.7527 | 9.0765 | 9.6457 | 9.9133 | 9.287 | 11.0976 | 9.8905 | 9.8691 | 9.9449 | 10.0877 | 9.8185 | 9.7835 | 9.3781 | 9.9985 | 8.5965 | 7.7801 | 14.7131 | 8.6636 | 8.7524 | 9.0362 | 8.6199 | 9.1427 | 9.134 | 8.7786 | 9.0471 | 8.9899 | 8.6427 | 8.8074 | 8.6098 | 9.487 | 9.2663 | 9.0655 | 9.0715 | 9.2987 | 8.9537 | 8.8071 | 8.8837 | 9.5925 | 8.974 | 8.9412 | 8.8646 | 8.6593 | 9.4706 | 9.5613 | 9.7917 | 8.9797 | 9.276 | 12.5498 | 19.655 | 16.0974 | 16.8504 | 11.8895 | 9.0919 | 8.9348 | 8.8537 | 9.189 | 9.528 | 10.2244 | 8.8812 | 9.7081 | 8.8021 | 9.3076 | 11.8562 | 11.153 | 8.7137 | 8.7997 | 8.5838 | 8.754 | 8.9565 | 9.089 | 9.089 | 9.089 | 9.089 | 9.089 | 9.089 | 9.089 | 9.089 | 9.089 | 9.089 | 9.089 | 9.089 | 8.8107 | 9.2705 | 9.1729 | 11.2525 | 9.5238 | 10.3427 | 13.6747 | 9.2711 | 15.7274 | 9.0718 | 14.3872 | 18.3771 | 10.6193 | 9.4773 | 15.9414 | 17.7931 | 13.6975 | 14.2077 | 10.0807 | 8.884 | 10.1177 | 13.4138 | 11.7786 | 15.4561 | 9.9429 | 8.8655 | 9.4569
INFLOW | zTO MEAD |  | 7.5675 | 7.8195 | 8.7527 | 9.8465 | 9.6457 | 9.9133 | 9.287 | 11.0976 | 9.8905 | 9.8691 | 9.9449 | 10.0477 | 9.8185 | 9.7835 | 9.3781 | 10.0505 | 8.614 | 7.8001 | 15.2871 | 8.6636 | 8.7524 | 9.0362 | 8.6199 | 9.1427 | 9.134 | 8.7786 | 9.0471 | 8.9899 | 8.6427 | 8.8074 | 8.6098 | 9.487 | 9.2663 | 9.0655 | 9.0715 | 9.2987 | 8.9537 | 8.8071 | 8.8837 | 9.5925 | 8.974 | 8.9412 | 8.8646 | 8.6593 | 9.4706 | 9.5613 | 9.7917 | 8.9797 | 9.276 | 12.6366 | 19.6759 | 16.1129 | 16.8504 | 11.8896 | 9.0919 | 8.9348 | 8.8537 | 9.189 | 9.528 | 10.2244 | 8.8812 | 9.7081 | 8.8021 | 9.3076 | 11.8562 | 11.153 | 8.7137 | 8.7997 | 8.5838 | 8.754 | 8.9565 | 9.089 | 9.089 | 9.089 | 9.089 | 9.089 | 9.089 | 9.089 | 9.089 | 9.089 | 9.089 | 9.089 | 9.089 | 8.8107 | 9.2705 | 9.1729 | 11.2525 | 9.5238 | 10.3427 | 13.6747 | 9.2711 | 15.7274 | 9.0718 | 14.3872 | 18.3771 | 10.6193 | 9.4773 | 15.9414 | 17.7931 | 13.6975 | 14.2077 | 10.0807 | 8.884 | 10.1177 | 13.4138 | 11.7786 | 15.4561 | 9.9429 | 8.8655 | 9.4569 | 8.9104
INFLOW | zTO MEAD |  | 8.5294 | 9.5227 | 9.8465 | 9.6457 | 9.9133 | 10.057 | 11.0976 | 10.9944 | 9.8691 | 10.2133 | 9.3233 | 9.7785 | 9.7835 | 9.1354 | 11.845 | 9.3998 | 7.9211 | 14.5568 | 8.7436 | 8.7524 | 9.0362 | 8.6199 | 9.1427 | 9.134 | 8.7786 | 9.0471 | 8.9899 | 8.6427 | 8.8074 | 8.6098 | 9.487 | 9.2663 | 9.0655 | 9.0715 | 9.2987 | 8.9537 | 8.8071 | 8.8837 | 9.5925 | 8.974 | 8.9412 | 8.8646 | 8.6593 | 9.4706 | 9.5613 | 9.7917 | 8.9797 | 9.276 | 12.7871 | 19.702 | 16.1288 | 16.8655 | 11.8896 | 9.0919 | 8.9348 | 8.8537 | 9.189 | 9.528 | 10.2244 | 8.8812 | 9.7081 | 8.8021 | 9.3076 | 11.8562 | 11.153 | 8.7137 | 8.7997 | 8.5838 | 8.754 | 8.9565 | 9.089 | 9.089 | 9.089 | 9.089 | 9.089 | 9.089 | 9.089 | 9.089 | 9.089 | 9.089 | 9.089 | 9.089 | 8.8107 | 9.2705 | 9.1729 | 11.2525 | 9.5238 | 10.3427 | 13.6747 | 9.2711 | 15.7274 | 9.0718 | 14.3872 | 18.3771 | 10.6193 | 9.4773 | 15.9414 | 17.7931 | 13.6975 | 14.2077 | 10.0807 | 8.884 | 10.1177 | 13.4138 | 11.7786 | 15.4561 | 9.9429 | 8.8655 | 9.4569 | 8.9104 | 8.7975
INFLOW | zTO MEAD |  | 8.7126 | 9.8465 | 10.2115 | 9.9133 | 10.057 | 10.3276 | 12.6643 | 9.0991 | 10.9466 | 9.7753 | 9.7785 | 9.7435 | 9.2439 | 11.4866 | 9.3998 | 9.4303 | 13.4745 | 8.7436 | 7.6024 | 9.0362 | 8.6199 | 9.1427 | 9.134 | 8.7786 | 9.0471 | 8.9899 | 8.6427 | 8.8074 | 8.6098 | 9.487 | 9.2663 | 9.0655 | 9.0715 | 9.2987 | 8.9537 | 8.8071 | 8.8837 | 9.5925 | 8.974 | 8.9412 | 8.8646 | 8.6593 | 9.4706 | 9.5613 | 9.7917 | 8.9797 | 9.276 | 13.5484 | 19.778 | 16.1487 | 16.8809 | 11.9046 | 9.0919 | 8.9348 | 8.8537 | 9.189 | 9.528 | 10.2244 | 8.8812 | 9.7081 | 8.8021 | 9.3076 | 11.8562 | 11.153 | 8.7137 | 8.7997 | 8.5838 | 8.754 | 8.9565 | 9.089 | 9.089 | 9.089 | 9.089 | 9.089 | 9.089 | 9.089 | 9.089 | 9.089 | 9.089 | 9.089 | 9.089 | 8.8107 | 9.2705 | 9.1729 | 11.2525 | 9.5238 | 10.3427 | 13.6747 | 9.2711 | 15.7274 | 9.0718 | 14.3872 | 18.3771 | 10.6193 | 9.4773 | 15.9414 | 17.7931 | 13.6975 | 14.2077 | 10.0807 | 8.884 | 10.1177 | 13.4138 | 11.7786 | 15.4561 | 9.9429 | 8.8655 | 9.4569 | 8.9104 | 8.7975 | 8.5295
INFLOW | zTO MEAD |  | 9.0365 | 10.1306 | 9.1433 | 10.057 | 10.3276 | 13.2861 | 9.0991 | 11.0358 | 9.5521 | 9.7785 | 9.7435 | 9.4798 | 11.6577 | 9.3998 | 9.4303 | 13.1627 | 8.7436 | 8.8324 | 8.3662 | 8.6199 | 9.1427 | 9.134 | 8.7786 | 9.0471 | 8.9899 | 8.6427 | 8.8074 | 8.6098 | 9.487 | 9.2663 | 9.0655 | 9.0715 | 9.2987 | 8.9537 | 8.8071 | 8.8837 | 9.5925 | 8.974 | 8.9412 | 8.8646 | 8.6593 | 9.4706 | 9.5613 | 9.7917 | 8.9797 | 9.276 | 13.6169 | 19.7973 | 16.164 | 16.8959 | 11.9196 | 9.0919 | 8.9348 | 8.8537 | 9.189 | 9.528 | 10.2244 | 8.8812 | 9.7081 | 8.8021 | 9.3214 | 11.8573 | 11.1531 | 8.7137 | 8.7997 | 8.5838 | 8.754 | 8.9565 | 9.089 | 9.089 | 9.089 | 9.089 | 9.089 | 9.089 | 9.089 | 9.089 | 9.089 | 9.089 | 9.089 | 9.089 | 8.8107 | 9.2705 | 9.1729 | 11.2525 | 9.5238 | 10.3427 | 13.6747 | 9.2711 | 15.7274 | 9.0718 | 14.3872 | 18.3771 | 10.6193 | 9.4773 | 15.9414 | 17.7931 | 13.6975 | 14.2077 | 10.0807 | 8.884 | 10.1177 | 13.4138 | 11.7786 | 15.4561 | 9.9429 | 8.8655 | 9.4569 | 8.9104 | 8.7975 | 8.5295 | 8.7127
INFLOW | zTO MEAD |  | 9.47 | 9.1433 | 9.287 | 10.3276 | 13.8349 | 9.204 | 11.0183 | 9.6921 | 9.0085 | 9.2734 | 10.4022 | 11.9621 | 8.6298 | 9.4303 | 14.0643 | 8.7436 | 8.8324 | 8.3662 | 7.9499 | 9.1427 | 9.134 | 8.7786 | 9.0471 | 8.9899 | 8.6427 | 8.8074 | 8.6098 | 9.487 | 9.2663 | 9.0655 | 9.0715 | 9.2987 | 8.9537 | 8.8071 | 8.8837 | 9.5925 | 8.974 | 8.9412 | 8.8646 | 8.6593 | 9.4706 | 9.5613 | 9.7917 | 8.9797 | 9.276 | 14.1644 | 19.8529 | 16.1825 | 16.9112 | 11.9346 | 9.0919 | 8.9348 | 8.8537 | 9.189 | 9.528 | 10.2244 | 8.8812 | 9.7081 | 8.8021 | 9.3429 | 11.8592 | 11.1533 | 8.7137 | 8.7997 | 8.5838 | 8.754 | 8.9565 | 9.089 | 9.089 | 9.089 | 9.089 | 9.089 | 9.089 | 9.089 | 9.089 | 9.089 | 9.089 | 9.089 | 9.089 | 8.8107 | 9.2705 | 9.1729 | 11.2525 | 9.5238 | 10.3427 | 13.6747 | 9.2711 | 15.7274 | 9.0718 | 14.3872 | 18.3771 | 10.6193 | 9.4773 | 15.9414 | 17.7931 | 13.6975 | 14.2077 | 10.0807 | 8.884 | 10.1177 | 13.4138 | 11.7786 | 15.4561 | 9.9429 | 8.8655 | 9.4569 | 8.9104 | 8.7975 | 8.5295 | 8.7127 | 9.0365
INFLOW | zTO MEAD |  | 9.1032 | 8.537 | 10.3276 | 11.4162 | 9.0991 | 10.9628 | 9.5845 | 9.7785 | 9.7435 | 9.5915 | 11.5384 | 9.3598 | 9.4303 | 13.3912 | 8.7436 | 8.8324 | 8.3662 | 7.9499 | 9.9927 | 9.134 | 8.7786 | 9.0471 | 8.9899 | 8.6427 | 8.8074 | 8.6098 | 9.487 | 9.2663 | 9.0655 | 9.0715 | 9.2987 | 8.9537 | 8.8071 | 8.8837 | 9.5925 | 8.974 | 8.9412 | 8.8646 | 8.6593 | 9.4706 | 9.5613 | 9.7917 | 8.9797 | 9.276 | 14.0361 | 19.8562 | 16.1966 | 16.9261 | 11.9496 | 9.0919 | 8.9348 | 8.8537 | 9.189 | 9.528 | 10.2244 | 8.8812 | 9.7081 | 8.8021 | 9.3779 | 11.862 | 11.1535 | 8.7137 | 8.7997 | 8.5838 | 8.754 | 8.9565 | 9.089 | 9.089 | 9.089 | 9.089 | 9.089 | 9.089 | 9.089 | 9.089 | 9.089 | 9.089 | 9.089 | 9.089 | 8.8107 | 9.2705 | 9.1729 | 11.2511 | 9.5237 | 10.3427 | 13.6747 | 9.2711 | 15.7274 | 9.0718 | 14.3872 | 18.3771 | 10.6193 | 9.4773 | 15.9414 | 17.7931 | 13.6975 | 14.2077 | 10.0807 | 8.884 | 10.1177 | 13.4138 | 11.7786 | 15.4561 | 9.9429 | 8.8655 | 9.4569 | 8.9104 | 8.7975 | 8.5295 | 8.7127 | 9.0365 | 8.8357
INFLOW | zTO MEAD |  | 8.497 | 10.3276 | 12.6705 | 9.1479 | 11.0521 | 9.7313 | 9.0085 | 9.2257 | 10.5598 | 12.0095 | 8.5898 | 9.3903 | 14.1787 | 8.7436 | 8.8324 | 8.3662 | 7.9499 | 9.9927 | 9.984 | 8.7786 | 9.0471 | 8.9899 | 8.6427 | 8.8074 | 8.6098 | 9.487 | 9.2663 | 9.0655 | 9.0715 | 9.2987 | 8.9537 | 8.8071 | 8.8837 | 9.5925 | 8.974 | 8.9412 | 8.8646 | 8.6593 | 9.4706 | 9.5613 | 9.7917 | 8.9797 | 9.276 | 13.7601 | 19.8473 | 16.2097 | 16.941 | 11.9646 | 9.0919 | 8.9348 | 8.8537 | 9.189 | 9.528 | 10.2244 | 8.8812 | 9.7081 | 8.8021 | 9.4278 | 11.866 | 11.1538 | 8.7137 | 8.7997 | 8.5838 | 8.754 | 8.9565 | 9.089 | 9.089 | 9.089 | 9.089 | 9.089 | 9.089 | 9.089 | 9.089 | 9.089 | 9.089 | 9.089 | 9.089 | 8.8107 | 9.2705 | 9.1729 | 11.2512 | 9.5237 | 10.3427 | 13.6747 | 9.2711 | 15.7274 | 9.0718 | 14.3872 | 18.3771 | 10.6193 | 9.4773 | 15.9414 | 17.7931 | 13.6975 | 14.2077 | 10.0807 | 8.884 | 10.1177 | 13.4138 | 11.7786 | 15.4561 | 9.9429 | 8.8655 | 9.4569 | 8.9104 | 8.7975 | 8.5295 | 8.7127 | 9.0365 | 8.8357 | 9.1033
INFLOW | zTO MEAD |  | 11.303 | 13.6769 | 9.7877 | 11.2395 | 9.6456 | 9.0085 | 9.2527 | 10.7036 | 11.7908 | 8.5898 | 8.6203 | 15.111 | 8.7436 | 8.8324 | 8.3662 | 7.9499 | 9.9927 | 9.984 | 7.6286 | 9.0471 | 8.9899 | 8.6427 | 8.8074 | 8.6098 | 9.487 | 9.2663 | 9.0655 | 9.0715 | 9.2987 | 8.9537 | 8.8071 | 8.8837 | 9.5925 | 8.974 | 8.9412 | 8.8646 | 8.6593 | 9.4706 | 9.5613 | 9.7917 | 8.9797 | 9.276 | 14.6795 | 19.9363 | 16.2306 | 16.9564 | 11.9796 | 9.0919 | 8.9348 | 8.8537 | 9.189 | 9.528 | 10.2244 | 8.8812 | 9.7081 | 8.8021 | 9.483 | 11.8676 | 11.1542 | 8.7137 | 8.7997 | 8.5838 | 8.754 | 8.9565 | 9.089 | 9.089 | 9.089 | 9.089 | 9.089 | 9.089 | 9.089 | 9.089 | 9.089 | 9.089 | 9.089 | 9.089 | 8.8107 | 9.2705 | 9.1729 | 11.2512 | 9.5237 | 10.3427 | 13.6747 | 9.2711 | 15.7274 | 9.0718 | 14.3872 | 18.3771 | 10.6193 | 9.4773 | 15.9414 | 17.7931 | 13.6975 | 14.2077 | 10.0807 | 8.884 | 10.1177 | 13.4138 | 11.7786 | 15.4561 | 9.9429 | 8.8655 | 9.4569 | 8.9104 | 8.7975 | 8.5295 | 8.7127 | 9.0365 | 8.8357 | 9.1033 | 9.247
INFLOW | zTO MEAD |  | 11.1542 | 9.0991 | 10.7785 | 9.7456 | 9.0085 | 9.3014 | 10.6044 | 11.9242 | 8.5898 | 9.3903 | 14.2347 | 8.7036 | 8.8324 | 8.3662 | 7.9499 | 9.9927 | 9.984 | 7.6286 | 7.8971 | 8.9899 | 8.6427 | 8.8074 | 8.6098 | 9.487 | 9.2663 | 9.0655 | 9.0715 | 9.2987 | 8.9537 | 8.8071 | 8.8837 | 9.5925 | 8.974 | 8.9412 | 8.8646 | 8.6593 | 9.4706 | 9.5613 | 9.7917 | 8.9797 | 9.276 | 15.6828 | 20.029 | 16.252 | 16.972 | 11.9947 | 9.0919 | 8.9348 | 8.8537 | 9.189 | 9.528 | 10.2244 | 8.8812 | 9.7081 | 8.8021 | 9.5572 | 11.8737 | 11.1547 | 8.7137 | 8.7997 | 8.5838 | 8.754 | 8.9565 | 9.089 | 9.089 | 9.089 | 9.089 | 9.089 | 9.089 | 9.089 | 9.089 | 9.089 | 9.089 | 9.089 | 9.089 | 8.8107 | 9.2705 | 9.1729 | 11.2512 | 9.5237 | 10.3427 | 13.6747 | 9.2711 | 15.7274 | 9.0718 | 14.3872 | 18.3771 | 10.6193 | 9.4773 | 15.9414 | 17.7931 | 13.6975 | 14.2077 | 10.0807 | 8.884 | 10.1177 | 13.4138 | 11.7786 | 15.4561 | 9.9429 | 8.8655 | 9.4569 | 8.9104 | 8.7975 | 8.5295 | 8.7127 | 9.0365 | 8.8357 | 9.1033 | 9.247 | 10.2876
INFLOW | zTO MEAD |  | 9.059 | 9.1749 | 10.0477 | 9.7785 | 9.7435 | 9.3381 | 10.1292 | 9.3598 | 9.3903 | 13.7181 | 8.7036 | 8.7924 | 8.3662 | 7.9499 | 9.9927 | 9.984 | 7.6286 | 7.8971 | 7.8399 | 8.6427 | 8.8074 | 8.6098 | 9.487 | 9.2663 | 9.0655 | 9.0715 | 9.2987 | 8.9537 | 8.8071 | 8.8837 | 9.5925 | 8.974 | 8.9412 | 8.8646 | 8.6593 | 9.4706 | 9.5613 | 9.7917 | 8.9797 | 9.276 | 16.5144 | 20.1107 | 16.2724 | 16.9874 | 12.0097 | 9.0919 | 8.9348 | 8.8537 | 9.189 | 9.528 | 10.2244 | 8.8812 | 9.7081 | 8.8021 | 9.6419 | 11.8805 | 11.1552 | 8.7137 | 8.7997 | 8.5838 | 8.754 | 8.9565 | 9.089 | 9.089 | 9.089 | 9.089 | 9.089 | 9.089 | 9.089 | 9.089 | 9.089 | 9.089 | 9.089 | 9.089 | 8.8107 | 9.2705 | 9.1729 | 11.2513 | 9.5237 | 10.3427 | 13.6747 | 9.2711 | 15.7274 | 9.0718 | 14.3872 | 18.3771 | 10.6193 | 9.4773 | 15.9414 | 17.7931 | 13.6975 | 14.2077 | 10.0807 | 8.884 | 10.1177 | 13.4138 | 11.7786 | 15.4561 | 9.9429 | 8.8655 | 9.4569 | 8.9104 | 8.7975 | 8.5295 | 8.7127 | 9.0365 | 8.8357 | 9.1033 | 9.247 | 10.2876 | 9.0805
INFLOW | zTO MEAD |  | 9.1348 | 9.2777 | 9.7785 | 9.7435 | 9.3381 | 10.6975 | 9.3598 | 9.3903 | 13.5697 | 8.7036 | 8.7924 | 8.3262 | 7.9499 | 9.9927 | 9.984 | 9.6286 | 7.8971 | 9.0699 | 9.4927 | 8.8074 | 8.6098 | 9.487 | 9.2663 | 9.0655 | 9.0715 | 9.2987 | 8.9537 | 8.8071 | 8.8837 | 9.5925 | 8.974 | 8.9412 | 8.8646 | 8.6593 | 9.4706 | 9.5613 | 9.7917 | 8.9797 | 9.276 | 14.4975 | 19.9627 | 16.2741 | 17.0013 | 12.0246 | 9.0919 | 8.9348 | 8.8537 | 9.189 | 9.528 | 10.2244 | 8.8812 | 9.7081 | 8.8021 | 9.7422 | 11.8887 | 11.1559 | 8.7137 | 8.7997 | 8.5838 | 8.754 | 8.9565 | 9.089 | 9.089 | 9.089 | 9.089 | 9.089 | 9.089 | 9.089 | 9.089 | 9.089 | 9.089 | 9.089 | 9.089 | 8.8107 | 9.2705 | 9.1729 | 11.2513 | 9.5237 | 10.3427 | 13.6747 | 9.2711 | 15.7274 | 9.0718 | 14.3872 | 18.3771 | 10.6193 | 9.4773 | 15.9414 | 17.7931 | 13.6975 | 14.2077 | 10.0807 | 8.884 | 10.1177 | 13.4138 | 11.7786 | 15.4561 | 9.9429 | 8.8655 | 9.4569 | 8.9104 | 8.7975 | 8.5295 | 8.7127 | 9.0365 | 8.8357 | 9.1033 | 9.247 | 10.2876 | 9.0805 | 9.0591
INFLOW | zTO MEAD |  | 9.2377 | 9.0085 | 9.7435 | 9.3381 | 9.6315 | 9.3598 | 9.3903 | 13.6626 | 8.7036 | 8.7924 | 8.3262 | 7.9099 | 9.9927 | 9.984 | 9.6286 | 9.8971 | 8.3199 | 9.4927 | 8.8874 | 8.6098 | 9.487 | 9.2663 | 9.0655 | 9.0715 | 9.2987 | 8.9537 | 8.8071 | 8.8837 | 9.5925 | 8.974 | 8.9412 | 8.8646 | 8.6593 | 9.4706 | 9.5613 | 9.7917 | 8.9797 | 9.276 | 13.9826 | 19.9343 | 16.2856 | 17.016 | 12.0396 | 9.0919 | 8.9348 | 8.8537 | 9.189 | 9.528 | 10.2244 | 8.8812 | 9.7081 | 8.8021 | 9.8546 | 11.8979 | 11.1566 | 8.7137 | 8.7997 | 8.5838 | 8.754 | 8.9565 | 9.089 | 9.089 | 9.089 | 9.089 | 9.089 | 9.089 | 9.089 | 9.089 | 9.089 | 9.089 | 9.089 | 9.089 | 8.8107 | 9.2705 | 9.1729 | 11.2514 | 9.5238 | 10.3427 | 13.6747 | 9.2711 | 15.7274 | 9.0718 | 14.3872 | 18.3771 | 10.6193 | 9.4773 | 15.9414 | 17.7931 | 13.6975 | 14.2077 | 10.0807 | 8.884 | 10.1177 | 13.4138 | 11.7786 | 15.4561 | 9.9429 | 8.8655 | 9.4569 | 8.9104 | 8.7975 | 8.5295 | 8.7127 | 9.0365 | 8.8357 | 9.1033 | 9.247 | 10.2876 | 9.0805 | 9.0591 | 9.1349
INFLOW | zTO MEAD |  | 8.9684 | 8.9735 | 9.3381 | 9.9418 | 9.3598 | 9.3903 | 13.6252 | 8.7036 | 8.7924 | 8.3262 | 7.9099 | 9.9527 | 9.984 | 9.6286 | 9.8971 | 8.3199 | 9.4927 | 8.8874 | 7.9027 | 9.487 | 9.2663 | 9.0655 | 9.0715 | 9.2987 | 8.9537 | 8.8071 | 8.8837 | 9.5925 | 8.974 | 8.9412 | 8.8646 | 8.6593 | 9.4706 | 9.5613 | 9.7917 | 8.9797 | 9.276 | 14.7265 | 20.009 | 16.3054 | 17.0314 | 12.0546 | 9.0919 | 8.9348 | 8.8537 | 9.189 | 9.528 | 10.2244 | 8.8812 | 9.7081 | 8.8021 | 9.9817 | 11.9071 | 11.1573 | 8.7137 | 8.7997 | 8.5838 | 8.754 | 8.9565 | 9.089 | 9.089 | 9.089 | 9.089 | 9.089 | 9.089 | 9.089 | 9.089 | 9.089 | 9.089 | 9.089 | 9.089 | 8.8107 | 9.2705 | 9.1729 | 11.2514 | 9.5238 | 10.3427 | 13.6747 | 9.2711 | 15.7274 | 9.0718 | 14.3872 | 18.3771 | 10.6193 | 9.4773 | 15.9414 | 17.7931 | 13.6975 | 14.2077 | 10.0807 | 8.884 | 10.1177 | 13.4138 | 11.7786 | 15.4561 | 9.9429 | 8.8655 | 9.4569 | 8.9104 | 8.7975 | 8.5295 | 8.7127 | 9.0365 | 8.8357 | 9.1033 | 9.247 | 10.2876 | 9.0805 | 9.0591 | 9.1349 | 9.2377
INFLOW | zTO MEAD |  | 8.9334 | 9.3848 | 11.6771 | 8.5898 | 9.3903 | 14.6094 | 8.7036 | 8.7924 | 8.3262 | 7.9099 | 9.9527 | 9.944 | 9.6286 | 9.8971 | 8.3199 | 9.4927 | 8.8874 | 7.9837 | 10.337 | 9.2663 | 9.0655 | 9.0715 | 9.2987 | 8.9537 | 8.8071 | 8.8837 | 9.5925 | 8.974 | 8.9412 | 8.8646 | 8.6593 | 9.4706 | 9.5613 | 9.7917 | 8.9797 | 9.276 | 14.4205 | 19.9977 | 16.3183 | 17.0463 | 12.0696 | 9.0919 | 8.9348 | 8.8537 | 9.189 | 9.528 | 10.2244 | 8.8812 | 9.7081 | 8.8021 | 10.1108 | 11.9314 | 11.1581 | 8.7137 | 8.7997 | 8.5838 | 8.754 | 8.9565 | 9.089 | 9.089 | 9.089 | 9.089 | 9.089 | 9.089 | 9.089 | 9.089 | 9.089 | 9.089 | 9.089 | 9.089 | 8.8107 | 9.2705 | 9.1729 | 11.2515 | 9.5238 | 10.3427 | 13.6747 | 9.2711 | 15.7274 | 9.0718 | 14.3872 | 18.3771 | 10.6193 | 9.4773 | 15.9414 | 17.7931 | 13.6975 | 14.2077 | 10.0807 | 8.884 | 10.1177 | 13.4138 | 11.7786 | 15.4561 | 9.9429 | 8.8655 | 9.4569 | 8.9104 | 8.7975 | 8.5295 | 8.7127 | 9.0365 | 8.8357 | 9.1033 | 9.247 | 10.2876 | 9.0805 | 9.0591 | 9.1349 | 9.2377 | 8.9685
INFLOW | zTO MEAD |  | 8.528 | 10.4298 | 8.5898 | 9.3903 | 14.3347 | 8.7036 | 8.7924 | 8.3262 | 7.9099 | 9.9527 | 9.944 | 9.5886 | 9.8971 | 8.3199 | 9.4927 | 8.8874 | 7.8817 | 10.337 | 9.3463 | 9.0655 | 9.0715 | 9.2987 | 8.9537 | 8.8071 | 8.8837 | 9.5925 | 8.974 | 8.9412 | 8.8646 | 8.6593 | 9.4706 | 9.5613 | 9.7917 | 8.9797 | 9.276 | 14.7278 | 20.0365 | 16.3352 | 17.0614 | 12.0846 | 9.0919 | 8.9348 | 8.8537 | 9.189 | 9.528 | 10.2244 | 8.8812 | 9.7081 | 8.8021 | 10.236 | 11.9554 | 11.1738 | 8.7137 | 8.7997 | 8.5838 | 8.754 | 8.9565 | 9.089 | 9.089 | 9.089 | 9.089 | 9.089 | 9.089 | 9.089 | 9.089 | 9.089 | 9.089 | 9.089 | 9.089 | 8.8107 | 9.2705 | 9.1729 | 11.2516 | 9.5238 | 10.3427 | 13.6747 | 9.2711 | 15.7274 | 9.0718 | 14.3872 | 18.3771 | 10.6193 | 9.4773 | 15.9414 | 17.7931 | 13.6975 | 14.2077 | 10.0807 | 8.884 | 10.1177 | 13.4138 | 11.7786 | 15.4561 | 9.9429 | 8.8655 | 9.4569 | 8.9104 | 8.7975 | 8.5295 | 8.7127 | 9.0365 | 8.8357 | 9.1033 | 9.247 | 10.2876 | 9.0805 | 9.0591 | 9.1349 | 9.2377 | 8.9685 | 8.9335
INFLOW | zTO MEAD |  | 8.8584 | 8.5898 | 9.3903 | 13.7028 | 8.7036 | 8.7924 | 8.3262 | 7.9099 | 9.9527 | 9.944 | 9.5886 | 9.8571 | 8.3199 | 9.4927 | 8.8874 | 7.8949 | 10.337 | 9.3463 | 9.1455 | 9.0715 | 9.2987 | 8.9537 | 8.8071 | 8.8837 | 9.5925 | 8.974 | 8.9412 | 8.8646 | 8.6593 | 9.4706 | 9.5613 | 9.7917 | 8.9797 | 9.276 | 14.8846 | 20.0633 | 16.3511 | 17.0765 | 12.0996 | 9.0919 | 8.9348 | 8.8537 | 9.189 | 9.528 | 10.2244 | 8.8812 | 9.7081 | 8.8021 | 10.3667 | 11.9799 | 11.1895 | 8.7137 | 8.7997 | 8.5838 | 8.754 | 8.9565 | 9.089 | 9.089 | 9.089 | 9.089 | 9.089 | 9.089 | 9.089 | 9.089 | 9.089 | 9.089 | 9.089 | 9.089 | 8.8107 | 9.2705 | 9.1729 | 11.2615 | 9.5246 | 10.3427 | 13.6747 | 9.2711 | 15.7274 | 9.0718 | 14.3872 | 18.3771 | 10.6193 | 9.4773 | 15.9414 | 17.7931 | 13.6975 | 14.2077 | 10.0807 | 8.884 | 10.1177 | 13.4138 | 11.7786 | 15.4561 | 9.9429 | 8.8655 | 9.4569 | 8.9104 | 8.7975 | 8.5295 | 8.7127 | 9.0365 | 8.8357 | 9.1033 | 9.247 | 10.2876 | 9.0805 | 9.0591 | 9.1349 | 9.2377 | 8.9685 | 8.9335 | 8.5281
INFLOW | zTO MEAD |  | 8.5497 | 9.3903 | 10.9173 | 8.7036 | 9.5624 | 8.3262 | 7.4299 | 9.9527 | 9.944 | 9.5886 | 9.8571 | 7.7999 | 9.4927 | 8.8874 | 8.337 | 10.337 | 9.3463 | 9.1455 | 9.1515 | 9.2987 | 8.9537 | 8.8071 | 8.8837 | 9.5925 | 8.974 | 8.9412 | 8.8646 | 8.6593 | 9.4706 | 9.5613 | 9.7917 | 8.9797 | 9.276 | 14.8963 | 20.078 | 16.3661 | 17.0915 | 12.1146 | 9.0919 | 8.9348 | 8.8537 | 9.189 | 9.528 | 10.2244 | 8.8812 | 9.7081 | 8.8021 | 10.494 | 12.0041 | 11.2053 | 8.7137 | 8.7997 | 8.5838 | 8.754 | 8.9565 | 9.089 | 9.089 | 9.089 | 9.089 | 9.089 | 9.089 | 9.089 | 9.089 | 9.089 | 9.089 | 9.089 | 9.089 | 8.8107 | 9.2705 | 9.1729 | 11.2786 | 9.5259 | 10.3428 | 13.6747 | 9.2711 | 15.7274 | 9.0718 | 14.3872 | 18.3771 | 10.6193 | 9.4773 | 15.9414 | 17.7931 | 13.6975 | 14.2077 | 10.0807 | 8.884 | 10.1177 | 13.4138 | 11.7786 | 15.4561 | 9.9429 | 8.8655 | 9.4569 | 8.9104 | 8.7975 | 8.5295 | 8.7127 | 9.0365 | 8.8357 | 9.1033 | 9.247 | 10.2876 | 9.0805 | 9.0591 | 9.1349 | 9.2377 | 8.9685 | 8.9335 | 8.5281 | 8.9916
INFLOW | zTO MEAD |  | 8.5802 | 11.8093 | 8.7036 | 8.0424 | 8.3262 | 7.9099 | 9.9527 | 9.944 | 9.5886 | 9.8571 | 8.2799 | 9.4527 | 8.8874 | 8.1688 | 10.337 | 9.3463 | 9.1455 | 9.1515 | 9.3787 | 8.9537 | 8.8071 | 8.8837 | 9.5925 | 8.974 | 8.9412 | 8.8646 | 8.6593 | 9.4706 | 9.5613 | 9.7917 | 8.9797 | 9.276 | 15.4006 | 20.133 | 16.3843 | 17.1067 | 12.1297 | 9.0919 | 8.9348 | 8.8537 | 9.189 | 9.528 | 10.2244 | 8.8812 | 9.7081 | 8.8021 | 10.6228 | 12.0284 | 11.221 | 8.7137 | 8.7997 | 8.5838 | 8.754 | 8.9565 | 9.089 | 9.089 | 9.089 | 9.089 | 9.089 | 9.089 | 9.089 | 9.089 | 9.089 | 9.089 | 9.089 | 9.089 | 8.8107 | 9.2705 | 9.1729 | 11.3044 | 9.5282 | 10.343 | 13.6748 | 9.2711 | 15.7274 | 9.0718 | 14.3872 | 18.3771 | 10.6193 | 9.4773 | 15.9414 | 17.7931 | 13.6975 | 14.2077 | 10.0807 | 8.884 | 10.1177 | 13.4138 | 11.7786 | 15.4561 | 9.9429 | 8.8655 | 9.4569 | 8.9104 | 8.7975 | 8.5295 | 8.7127 | 9.0365 | 8.8357 | 9.1033 | 9.247 | 10.2876 | 9.0805 | 9.0591 | 9.1349 | 9.2377 | 8.9685 | 8.9335 | 8.5281 | 8.9916 | 8.5498
INFLOW | zTO MEAD |  | 12.583 | 8.7036 | 8.0424 | 8.3262 | 7.9099 | 9.9527 | 9.944 | 9.5886 | 9.8571 | 8.2799 | 9.4527 | 8.8474 | 8.1734 | 10.337 | 9.3463 | 9.1455 | 9.1515 | 9.3787 | 9.8037 | 8.8071 | 8.8837 | 9.5925 | 8.974 | 8.9412 | 8.8646 | 8.6593 | 9.4706 | 9.5613 | 9.7917 | 8.9797 | 9.276 | 15.0561 | 20.1186 | 16.397 | 17.1215 | 12.1446 | 9.0919 | 8.9348 | 8.8537 | 9.189 | 9.528 | 10.2244 | 8.8812 | 9.7081 | 8.8021 | 10.7448 | 12.0521 | 11.2367 | 8.7137 | 8.7997 | 8.5838 | 8.754 | 8.9565 | 9.089 | 9.089 | 9.089 | 9.089 | 9.089 | 9.089 | 9.089 | 9.089 | 9.089 | 9.089 | 9.089 | 9.089 | 8.8107 | 9.2705 | 9.1729 | 11.3464 | 9.5316 | 10.3433 | 13.6748 | 9.2711 | 15.7274 | 9.0718 | 14.3872 | 18.3771 | 10.6193 | 9.4773 | 15.9414 | 17.7931 | 13.6975 | 14.2077 | 10.0807 | 8.884 | 10.1177 | 13.4138 | 11.7786 | 15.4561 | 9.9429 | 8.8655 | 9.4569 | 8.9104 | 8.7975 | 8.5295 | 8.7127 | 9.0365 | 8.8357 | 9.1033 | 9.247 | 10.2876 | 9.0805 | 9.0591 | 9.1349 | 9.2377 | 8.9685 | 8.9335 | 8.5281 | 8.9916 | 8.5498 | 8.5803
INFLOW | zTO MEAD |  | 8.6635 | 7.5624 | 7.8462 | 7.4299 | 9.9527 | 9.944 | 9.5886 | 9.0871 | 8.2101 | 9.4527 | 8.8474 | 8.3766 | 10.337 | 9.3463 | 9.1455 | 9.1515 | 9.3787 | 9.8037 | 9.6571 | 8.8837 | 9.5925 | 8.974 | 8.9412 | 8.8646 | 8.6593 | 9.4706 | 9.5613 | 9.7917 | 8.9797 | 9.276 | 14.0541 | 19.9675 | 16.3984 | 17.1355 | 12.1596 | 9.0919 | 8.9348 | 8.8537 | 9.189 | 9.528 | 10.2244 | 8.8812 | 9.7081 | 8.8021 | 10.8717 | 12.0763 | 11.2525 | 8.7137 | 8.7997 | 8.5838 | 8.754 | 8.9565 | 9.089 | 9.089 | 9.089 | 9.089 | 9.089 | 9.089 | 9.089 | 9.089 | 9.089 | 9.089 | 9.089 | 9.089 | 8.8107 | 9.2705 | 9.1729 | 11.3912 | 9.5351 | 10.3436 | 13.6748 | 9.2711 | 15.7274 | 9.0718 | 14.3872 | 18.3771 | 10.6193 | 9.4773 | 15.9414 | 17.7931 | 13.6975 | 14.2077 | 10.0807 | 8.884 | 10.1177 | 13.4138 | 11.7786 | 15.4561 | 9.9429 | 8.8655 | 9.4569 | 8.9104 | 8.7975 | 8.5295 | 8.7127 | 9.0365 | 8.8357 | 9.1033 | 9.247 | 10.2876 | 9.0805 | 9.0591 | 9.1349 | 9.2377 | 8.9685 | 8.9335 | 8.5281 | 8.9916 | 8.5498 | 8.5803 | 13.2765
INFLOW | zTO MEAD |  | 8.0024 | 7.8462 | 7.4299 | 9.9527 | 9.944 | 9.5886 | 9.8571 | 7.7999 | 9.4527 | 8.8474 | 8.3946 | 10.297 | 9.3463 | 9.1455 | 9.1515 | 9.3787 | 9.8037 | 9.6571 | 7.8391 | 9.5925 | 8.974 | 8.9412 | 8.8646 | 8.6593 | 9.4706 | 9.5613 | 9.7917 | 8.9797 | 9.276 | 15.783 | 20.0175 | 16.3335 | 17.1438 | 12.174 | 9.0919 | 8.9348 | 8.8537 | 9.189 | 9.528 | 10.2244 | 8.8812 | 9.7081 | 8.8021 | 11.0004 | 12.1006 | 11.2682 | 8.7137 | 8.7997 | 8.5838 | 8.754 | 8.9565 | 9.089 | 9.089 | 9.089 | 9.089 | 9.089 | 9.089 | 9.089 | 9.089 | 9.089 | 9.089 | 9.089 | 9.089 | 8.8107 | 9.2705 | 9.1729 | 11.4446 | 9.5396 | 10.3439 | 13.6748 | 9.2711 | 15.7274 | 9.0718 | 14.3872 | 18.3771 | 10.6193 | 9.4773 | 15.9414 | 17.7931 | 13.6975 | 14.2077 | 10.0807 | 8.884 | 10.1177 | 13.4138 | 11.7786 | 15.4561 | 9.9429 | 8.8655 | 9.4569 | 8.9104 | 8.7975 | 8.5295 | 8.7127 | 9.0365 | 8.8357 | 9.1033 | 9.247 | 10.2876 | 9.0805 | 9.0591 | 9.1349 | 9.2377 | 8.9685 | 8.9335 | 8.5281 | 8.9916 | 8.5498 | 8.5803 | 13.2765 | 8.6636
INFLOW | zTO MEAD |  | 8.2861 | 7.9099 | 9.9527 | 10.7859 | 9.5886 | 9.8571 | 8.2799 | 9.4527 | 8.0974 | 8.6498 | 10.297 | 9.3063 | 9.1455 | 9.1515 | 10.1487 | 9.8037 | 9.6571 | 7.8811 | 10.4425 | 8.974 | 8.9412 | 8.8646 | 8.6593 | 9.4706 | 9.5613 | 9.7917 | 8.9797 | 9.276 | 15.9672 | 20.0519 | 16.1621 | 17.1437 | 12.1878 | 9.0919 | 8.9348 | 8.8537 | 9.189 | 9.528 | 10.2244 | 8.8812 | 9.7081 | 8.8021 | 11.1291 | 12.1249 | 11.2839 | 8.7137 | 8.7997 | 8.5838 | 8.754 | 8.9565 | 9.089 | 9.089 | 9.089 | 9.089 | 9.089 | 9.089 | 9.089 | 9.089 | 9.089 | 9.089 | 9.089 | 9.089 | 8.8107 | 9.2705 | 9.1729 | 11.5115 | 9.545 | 10.3444 | 13.6749 | 9.2711 | 15.7274 | 9.0718 | 14.3872 | 18.3771 | 10.6193 | 9.4773 | 15.9414 | 17.7931 | 13.6975 | 14.2077 | 10.0807 | 8.884 | 10.1177 | 13.4138 | 11.7786 | 15.4561 | 9.9429 | 8.8655 | 9.4569 | 8.9104 | 8.7975 | 8.5295 | 8.7127 | 9.0365 | 8.8357 | 9.1033 | 9.247 | 10.2876 | 9.0805 | 9.0591 | 9.1349 | 9.2377 | 8.9685 | 8.9335 | 8.5281 | 8.9916 | 8.5498 | 8.5803 | 13.2765 | 8.6636 | 8.7524
INFLOW | zTO MEAD |  | 8.6199 | 10.3443 | 11.8787 | 8.8186 | 9.0871 | 8.2799 | 9.4527 | 8.0974 | 8.6498 | 10.297 | 10.0763 | 8.3555 | 9.9215 | 10.1487 | 9.8037 | 9.6571 | 7.912 | 10.4425 | 8.5834 | 8.9779 | 8.8646 | 8.6593 | 9.4706 | 9.5613 | 9.7917 | 8.9797 | 9.276 | 17.0829 | 19.7041 | 16.4069 | 17.1773 | 12.2043 | 9.0919 | 8.9348 | 8.8537 | 9.189 | 9.528 | 10.2244 | 8.8812 | 9.7081 | 8.8021 | 11.2611 | 12.1493 | 11.2997 | 8.7137 | 8.7997 | 8.5838 | 8.754 | 8.9565 | 9.089 | 9.089 | 9.089 | 9.089 | 9.089 | 9.089 | 9.089 | 9.089 | 9.089 | 9.089 | 9.089 | 9.089 | 8.8107 | 9.2705 | 9.1729 | 11.5867 | 9.5512 | 10.3449 | 13.6749 | 9.2711 | 15.7274 | 9.0718 | 14.3872 | 18.3771 | 10.6193 | 9.4773 | 15.9414 | 17.7931 | 13.6975 | 14.2077 | 10.0807 | 8.884 | 10.1177 | 13.4138 | 11.7786 | 15.4561 | 9.9429 | 8.8655 | 9.4569 | 8.9104 | 8.7975 | 8.5295 | 8.7127 | 9.0365 | 8.8357 | 9.1033 | 9.247 | 10.2876 | 9.0805 | 9.0591 | 9.1349 | 9.2377 | 8.9685 | 8.9335 | 8.5281 | 8.9916 | 8.5498 | 8.5803 | 13.2765 | 8.6636 | 8.7524 | 9.0362
INFLOW | zTO MEAD |  | 11.9147 | 12.1135 | 8.8186 | 9.0871 | 8.2799 | 8.6827 | 8.0974 | 7.8998 | 10.297 | 10.0763 | 9.8755 | 9.8815 | 10.1487 | 9.8037 | 9.6571 | 9.7337 | 10.4425 | 8.7288 | 9.7912 | 8.8646 | 8.6593 | 9.4706 | 9.5613 | 9.7917 | 8.9797 | 9.276 | 15.2215 | 19.9612 | 15.8722 | 17.1476 | 12.2157 | 9.0919 | 8.9348 | 8.8537 | 9.189 | 9.528 | 10.2244 | 8.8812 | 9.7081 | 8.8021 | 11.3854 | 12.1732 | 11.3154 | 8.7137 | 8.7997 | 8.5838 | 8.754 | 8.9565 | 9.089 | 9.089 | 9.089 | 9.089 | 9.089 | 9.089 | 9.089 | 9.089 | 9.089 | 9.089 | 9.089 | 9.089 | 8.8107 | 9.2705 | 9.1729 | 11.6714 | 9.5582 | 10.3454 | 13.6749 | 9.2711 | 15.7274 | 9.0718 | 14.3872 | 18.3771 | 10.6193 | 9.4773 | 15.9414 | 17.7931 | 13.6975 | 14.2077 | 10.0807 | 8.884 | 10.1177 | 13.4138 | 11.7786 | 15.4561 | 9.9429 | 8.8655 | 9.4569 | 8.9104 | 8.7975 | 8.5295 | 8.7127 | 9.0365 | 8.8357 | 9.1033 | 9.247 | 10.2876 | 9.0805 | 9.0591 | 9.1349 | 9.2377 | 8.9685 | 8.9335 | 8.5281 | 8.9916 | 8.5498 | 8.5803 | 13.2765 | 8.6636 | 8.7524 | 9.0362 | 8.6199
INFLOW | zTO MEAD |  | 9.134 | 8.8186 | 9.0871 | 8.2799 | 9.4527 | 8.0974 | 8.6498 | 10.297 | 10.0763 | 8.3555 | 9.1115 | 10.1087 | 9.8037 | 9.6571 | 9.7337 | 10.4425 | 8.675 | 9.7912 | 7.7146 | 8.6593 | 9.4706 | 9.5613 | 9.7917 | 8.9797 | 9.276 | 16.7923 | 19.6583 | 16.1131 | 17.1809 | 12.2322 | 9.0919 | 8.9348 | 8.8537 | 9.189 | 9.528 | 10.2244 | 8.8812 | 9.7081 | 8.8021 | 11.5141 | 12.1945 | 11.3312 | 8.7137 | 8.7997 | 8.5838 | 8.754 | 8.9565 | 9.089 | 9.089 | 9.089 | 9.089 | 9.089 | 9.089 | 9.089 | 9.089 | 9.089 | 9.089 | 9.089 | 9.089 | 8.8107 | 9.2705 | 9.1729 | 11.7712 | 9.5664 | 10.3461 | 13.675 | 9.2711 | 15.7274 | 9.0718 | 14.3872 | 18.3771 | 10.6193 | 9.4773 | 15.9414 | 17.7931 | 13.6975 | 14.2077 | 10.0807 | 8.884 | 10.1177 | 13.4138 | 11.7786 | 15.4561 | 9.9429 | 8.8655 | 9.4569 | 8.9104 | 8.7975 | 8.5295 | 8.7127 | 9.0365 | 8.8357 | 9.1033 | 9.247 | 10.2876 | 9.0805 | 9.0591 | 9.1349 | 9.2377 | 8.9685 | 8.9335 | 8.5281 | 8.9916 | 8.5498 | 8.5803 | 13.2765 | 8.6636 | 8.7524 | 9.0362 | 8.6199 | 9.1427
INFLOW | zTO MEAD |  | 8.0285 | 8.3371 | 7.7999 | 9.4527 | 8.8474 | 8.1856 | 10.297 | 9.3063 | 9.1055 | 9.1115 | 9.3387 | 9.7637 | 9.6571 | 9.7337 | 10.4425 | 9.824 | 9.7912 | 7.7146 | 8.7393 | 9.4706 | 9.5613 | 9.7917 | 8.9797 | 9.276 | 15.8756 | 19.9718 | 15.6035 | 17.156 | 12.2438 | 9.0919 | 8.9348 | 8.8537 | 9.189 | 9.528 | 10.2244 | 8.8812 | 9.7081 | 8.8021 | 11.6425 | 12.2188 | 11.3469 | 8.7137 | 8.7997 | 8.5838 | 8.754 | 8.9565 | 9.089 | 9.089 | 9.089 | 9.089 | 9.089 | 9.089 | 9.089 | 9.089 | 9.089 | 9.089 | 9.089 | 9.089 | 8.8107 | 9.2705 | 9.1729 | 11.8806 | 9.5751 | 10.3468 | 13.6751 | 9.2711 | 15.7274 | 9.0718 | 14.3872 | 18.3771 | 10.6193 | 9.4773 | 15.9414 | 17.7931 | 13.6975 | 14.2077 | 10.0807 | 8.884 | 10.1177 | 13.4138 | 11.7786 | 15.4561 | 9.9429 | 8.8655 | 9.4569 | 8.9104 | 8.7975 | 8.5295 | 8.7127 | 9.0365 | 8.8357 | 9.1033 | 9.247 | 10.2876 | 9.0805 | 9.0591 | 9.1349 | 9.2377 | 8.9685 | 8.9335 | 8.5281 | 8.9916 | 8.5498 | 8.5803 | 13.2765 | 8.6636 | 8.7524 | 9.0362 | 8.6199 | 9.1427 | 9.134
INFLOW | zTO MEAD |  | 9.0471 | 8.2799 | 9.4527 | 8.0974 | 8.6498 | 10.297 | 10.0763 | 8.3555 | 9.1115 | 10.1087 | 9.7637 | 9.6171 | 9.7337 | 10.4425 | 9.824 | 9.7912 | 7.7146 | 8.7393 | 10.2511 | 9.5613 | 9.7917 | 8.9797 | 9.276 | 16.2133 | 19.32 | 16.0586 | 17.2042 | 12.2616 | 9.0919 | 8.9348 | 8.8537 | 9.189 | 9.528 | 10.2244 | 8.8812 | 9.7081 | 8.8021 | 11.7713 | 12.2431 | 11.3626 | 8.7137 | 8.7997 | 8.5838 | 8.754 | 8.9565 | 9.089 | 9.089 | 9.089 | 9.089 | 9.089 | 9.089 | 9.089 | 9.089 | 9.089 | 9.089 | 9.089 | 9.089 | 8.8107 | 9.2705 | 9.1729 | 12.0064 | 9.5854 | 10.3476 | 13.6751 | 9.2711 | 15.7274 | 9.0718 | 14.3872 | 18.3771 | 10.6193 | 9.4773 | 15.9414 | 17.7931 | 13.6975 | 14.2077 | 10.0807 | 8.884 | 10.1177 | 13.4138 | 11.7786 | 15.4561 | 9.9429 | 8.8655 | 9.4569 | 8.9104 | 8.7975 | 8.5295 | 8.7127 | 9.0365 | 8.8357 | 9.1033 | 9.247 | 10.2876 | 9.0805 | 9.0591 | 9.1349 | 9.2377 | 8.9685 | 8.9335 | 8.5281 | 8.9916 | 8.5498 | 8.5803 | 13.2765 | 8.6636 | 8.7524 | 9.0362 | 8.6199 | 9.1427 | 9.134 | 8.7786
INFLOW | zTO MEAD |  | 8.2399 | 9.4527 | 8.0974 | 7.8998 | 10.297 | 10.0763 | 9.8755 | 9.8815 | 10.1087 | 9.7637 | 9.6171 | 9.6937 | 10.4425 | 9.824 | 9.7912 | 9.7146 | 7.9893 | 9.5506 | 10.4113 | 9.7917 | 8.9797 | 9.276 | 15.1283 | 18.873 | 16.2202 | 17.2311 | 12.2776 | 9.0919 | 8.9348 | 8.8537 | 9.189 | 9.528 | 10.2244 | 8.8812 | 9.7081 | 8.8021 | 11.8938 | 12.2669 | 11.3783 | 8.7137 | 8.7997 | 8.5838 | 8.754 | 8.9565 | 9.089 | 9.089 | 9.089 | 9.089 | 9.089 | 9.089 | 9.089 | 9.089 | 9.089 | 9.089 | 9.089 | 9.089 | 8.8107 | 9.2705 | 9.1729 | 12.1367 | 9.596 | 10.3484 | 13.6752 | 9.2711 | 15.7274 | 9.0718 | 14.3872 | 18.3771 | 10.6193 | 9.4773 | 15.9414 | 17.7931 | 13.6975 | 14.2077 | 10.0807 | 8.884 | 10.1177 | 13.4138 | 11.7786 | 15.4561 | 9.9429 | 8.8655 | 9.4569 | 8.9104 | 8.7975 | 8.5295 | 8.7127 | 9.0365 | 8.8357 | 9.1033 | 9.247 | 10.2876 | 9.0805 | 9.0591 | 9.1349 | 9.2377 | 8.9685 | 8.9335 | 8.5281 | 8.9916 | 8.5498 | 8.5803 | 13.2765 | 8.6636 | 8.7524 | 9.0362 | 8.6199 | 9.1427 | 9.134 | 8.7786 | 9.0471
INFLOW | zTO MEAD |  | 9.1331 | 8.8474 | 9.4198 | 10.297 | 10.0763 | 9.8755 | 9.8815 | 10.1087 | 9.7637 | 9.6171 | 9.6937 | 10.4025 | 9.824 | 9.7912 | 9.7146 | 7.9893 | 10.3206 | 10.4113 | 10.6417 | 8.9797 | 9.276 | 14.6424 | 18.4574 | 16.402 | 17.2597 | 12.2937 | 9.0919 | 8.9348 | 8.8537 | 9.189 | 9.528 | 10.2244 | 8.8812 | 9.7081 | 8.8021 | 12.0221 | 12.2912 | 11.3941 | 8.7137 | 8.7997 | 8.5838 | 8.754 | 8.9565 | 9.089 | 9.089 | 9.089 | 9.089 | 9.089 | 9.089 | 9.089 | 9.089 | 9.089 | 9.089 | 9.089 | 9.089 | 8.8107 | 9.2705 | 9.1729 | 12.2795 | 9.6048 | 10.3494 | 13.6753 | 9.2711 | 15.7274 | 9.0718 | 14.3872 | 18.3771 | 10.6193 | 9.4773 | 15.9414 | 17.7931 | 13.6975 | 14.2077 | 10.0807 | 8.884 | 10.1177 | 13.4138 | 11.7786 | 15.4561 | 9.9429 | 8.8655 | 9.4569 | 8.9104 | 8.7975 | 8.5295 | 8.7127 | 9.0365 | 8.8357 | 9.1033 | 9.247 | 10.2876 | 9.0805 | 9.0591 | 9.1349 | 9.2377 | 8.9685 | 8.9335 | 8.5281 | 8.9916 | 8.5498 | 8.5803 | 13.2765 | 8.6636 | 8.7524 | 9.0362 | 8.6199 | 9.1427 | 9.134 | 8.7786 | 9.0471 | 8.9899
INFLOW | zTO MEAD |  | 8.0574 | 7.8998 | 10.297 | 10.0763 | 8.3555 | 9.8815 | 10.1087 | 9.7637 | 9.6171 | 9.6937 | 10.4025 | 9.784 | 9.1105 | 9.7146 | 8.7393 | 10.3206 | 10.4113 | 10.6417 | 7.8297 | 9.276 | 16.0868 | 18.4822 | 16.3609 | 17.27 | 12.3083 | 9.0919 | 8.9348 | 8.8537 | 9.189 | 9.528 | 10.2244 | 8.8812 | 9.7081 | 8.8021 | 12.1527 | 12.3156 | 11.4098 | 8.7137 | 8.7997 | 8.5838 | 8.754 | 8.9565 | 9.089 | 9.089 | 9.089 | 9.089 | 9.089 | 9.089 | 9.089 | 9.089 | 9.089 | 9.089 | 9.089 | 9.089 | 8.8107 | 9.2705 | 9.1729 | 12.4368 | 9.6176 | 10.3504 | 13.6753 | 9.2711 | 15.7274 | 9.0718 | 14.3872 | 18.3771 | 10.6193 | 9.4773 | 15.9414 | 17.7931 | 13.6975 | 14.2077 | 10.0807 | 8.884 | 10.1177 | 13.4138 | 11.7786 | 15.4561 | 9.9429 | 8.8655 | 9.4569 | 8.9104 | 8.7975 | 8.5295 | 8.7127 | 9.0365 | 8.8357 | 9.1033 | 9.247 | 10.2876 | 9.0805 | 9.0591 | 9.1349 | 9.2377 | 8.9685 | 8.9335 | 8.5281 | 8.9916 | 8.5498 | 8.5803 | 13.2765 | 8.6636 | 8.7524 | 9.0362 | 8.6199 | 9.1427 | 9.134 | 8.7786 | 9.0471 | 8.9899 | 8.6427
INFLOW | zTO MEAD |  | 7.8597 | 9.5547 | 10.0763 | 9.8755 | 9.8815 | 10.1087 | 9.7637 | 9.6171 | 9.6937 | 10.5128 | 9.784 | 10.7258 | 9.7146 | 7.9893 | 10.3206 | 10.4113 | 10.6417 | 7.8297 | 10.126 | 16.1687 | 18.2786 | 16.4151 | 17.2884 | 12.3236 | 9.0919 | 8.9348 | 8.8537 | 9.189 | 9.528 | 10.2244 | 8.8812 | 9.7081 | 8.8021 | 12.2792 | 12.3397 | 11.4256 | 8.7137 | 8.7997 | 8.5838 | 8.754 | 8.9565 | 9.089 | 9.089 | 9.089 | 9.089 | 9.089 | 9.089 | 9.089 | 9.089 | 9.089 | 9.089 | 9.089 | 9.089 | 8.8107 | 9.2705 | 9.1729 | 12.6049 | 9.6313 | 10.3515 | 13.6754 | 9.2711 | 15.7274 | 9.0718 | 14.3872 | 18.3771 | 10.6193 | 9.4773 | 15.9414 | 17.7931 | 13.6975 | 14.2077 | 10.0807 | 8.884 | 10.1177 | 13.4138 | 11.7786 | 15.4561 | 9.9429 | 8.8655 | 9.4569 | 8.9104 | 8.7975 | 8.5295 | 8.7127 | 9.0365 | 8.8357 | 9.1033 | 9.247 | 10.2876 | 9.0805 | 9.0591 | 9.1349 | 9.2377 | 8.9685 | 8.9335 | 8.5281 | 8.9916 | 8.5498 | 8.5803 | 13.2765 | 8.6636 | 8.7524 | 9.0362 | 8.6199 | 9.1427 | 9.134 | 8.7786 | 9.0471 | 8.9899 | 8.6427 | 8.8074
INFLOW | zTO MEAD |  | 11.0245 | 9.3063 | 9.1055 | 9.1115 | 9.3387 | 9.7637 | 9.3101 | 9.6937 | 13.2948 | 9.014 | 11.664 | 8.9046 | 7.9893 | 10.3206 | 10.4113 | 10.6417 | 7.8297 | 10.126 | 17.5153 | 17.9235 | 16.4028 | 17.3009 | 12.3384 | 9.0919 | 8.9348 | 8.8537 | 9.189 | 9.528 | 10.2244 | 8.8812 | 9.7081 | 8.8021 | 12.4057 | 12.3639 | 11.4413 | 8.7137 | 8.7997 | 8.5838 | 8.754 | 8.9565 | 9.089 | 9.089 | 9.089 | 9.089 | 9.089 | 9.089 | 9.089 | 9.089 | 9.089 | 9.089 | 9.089 | 9.089 | 8.8107 | 9.2705 | 9.1729 | 12.7911 | 9.6466 | 10.3527 | 13.6755 | 9.2711 | 15.7274 | 9.0718 | 14.3872 | 18.3771 | 10.6193 | 9.4773 | 15.9414 | 17.7931 | 13.6975 | 14.2077 | 10.0807 | 8.884 | 10.1177 | 13.4138 | 11.7786 | 15.4561 | 9.9429 | 8.8655 | 9.4569 | 8.9104 | 8.7975 | 8.5295 | 8.7127 | 9.0365 | 8.8357 | 9.1033 | 9.247 | 10.2876 | 9.0805 | 9.0591 | 9.1349 | 9.2377 | 8.9685 | 8.9335 | 8.5281 | 8.9916 | 8.5498 | 8.5803 | 13.2765 | 8.6636 | 8.7524 | 9.0362 | 8.6199 | 9.1427 | 9.134 | 8.7786 | 9.0471 | 8.9899 | 8.6427 | 8.8074 | 8.6098
INFLOW | zTO MEAD |  | 9.2662 | 8.3555 | 9.8815 | 10.1087 | 9.7637 | 9.6171 | 9.6937 | 10.4025 | 9.784 | 10.1077 | 9.6746 | 7.9493 | 10.3206 | 10.4113 | 10.6417 | 9.8297 | 10.126 | 15.0787 | 18.0565 | 15.9324 | 17.2764 | 12.3502 | 9.0919 | 8.9348 | 8.8537 | 9.189 | 9.528 | 10.2244 | 8.8812 | 9.7081 | 8.8021 | 12.5344 | 12.388 | 11.457 | 8.7137 | 8.7997 | 8.5838 | 8.754 | 8.9565 | 9.089 | 9.089 | 9.089 | 9.089 | 9.089 | 9.089 | 9.089 | 9.089 | 9.089 | 9.089 | 9.089 | 9.089 | 8.8107 | 9.2705 | 9.1729 | 12.9854 | 9.6623 | 10.354 | 13.6756 | 9.2711 | 15.7274 | 9.0718 | 14.3872 | 18.3771 | 10.6193 | 9.4773 | 15.9414 | 17.7931 | 13.6975 | 14.2077 | 10.0807 | 8.884 | 10.1177 | 13.4138 | 11.7786 | 15.4561 | 9.9429 | 8.8655 | 9.4569 | 8.9104 | 8.7975 | 8.5295 | 8.7127 | 9.0365 | 8.8357 | 9.1033 | 9.247 | 10.2876 | 9.0805 | 9.0591 | 9.1349 | 9.2377 | 8.9685 | 8.9335 | 8.5281 | 8.9916 | 8.5498 | 8.5803 | 13.2765 | 8.6636 | 8.7524 | 9.0362 | 8.6199 | 9.1427 | 9.134 | 8.7786 | 9.0471 | 8.9899 | 8.6427 | 8.8074 | 8.6098 | 9.487
INFLOW | zTO MEAD |  | 9.0655 | 9.1115 | 10.1087 | 9.7637 | 9.6171 | 9.6937 | 10.896 | 9.784 | 10.8545 | 9.6746 | 7.9493 | 10.2806 | 10.4113 | 10.6417 | 9.8297 | 10.126 | 15.4965 | 17.5937 | 16.2351 | 17.3082 | 12.3666 | 9.0919 | 8.9348 | 8.8537 | 9.189 | 9.528 | 10.2244 | 8.8812 | 9.7081 | 8.8021 | 12.7508 | 12.3336 | 11.4665 | 8.7137 | 8.7997 | 8.5838 | 8.754 | 8.9565 | 9.089 | 9.089 | 9.089 | 9.089 | 9.089 | 9.089 | 9.089 | 9.089 | 9.089 | 9.089 | 9.089 | 9.089 | 8.8107 | 9.2705 | 9.1729 | 13.1924 | 9.6793 | 10.3553 | 13.6757 | 9.2712 | 15.7274 | 9.0718 | 14.3872 | 18.3771 | 10.6193 | 9.4773 | 15.9414 | 17.7931 | 13.6975 | 14.2077 | 10.0807 | 8.884 | 10.1177 | 13.4138 | 11.7786 | 15.4561 | 9.9429 | 8.8655 | 9.4569 | 8.9104 | 8.7975 | 8.5295 | 8.7127 | 9.0365 | 8.8357 | 9.1033 | 9.247 | 10.2876 | 9.0805 | 9.0591 | 9.1349 | 9.2377 | 8.9685 | 8.9335 | 8.5281 | 8.9916 | 8.5498 | 8.5803 | 13.2765 | 8.6636 | 8.7524 | 9.0362 | 8.6199 | 9.1427 | 9.134 | 8.7786 | 9.0471 | 8.9899 | 8.6427 | 8.8074 | 8.6098 | 9.487 | 9.2663
INFLOW | zTO MEAD |  | 9.0714 | 9.3387 | 9.7637 | 9.0074 | 9.6937 | 13.3873 | 9.014 | 11.7873 | 8.9046 | 7.9493 | 10.2806 | 10.3713 | 9.8717 | 9.8297 | 10.126 | 16.7329 | 17.4588 | 16.4795 | 17.4221 | 12.3831 | 9.0919 | 8.9348 | 8.8537 | 9.189 | 9.528 | 10.2244 | 8.8812 | 9.7081 | 8.8021 | 13.0675 | 12.2742 | 11.3923 | 8.7137 | 8.7997 | 8.5838 | 8.754 | 8.9565 | 9.089 | 9.089 | 9.089 | 9.089 | 9.089 | 9.089 | 9.089 | 9.089 | 9.089 | 9.089 | 9.089 | 9.089 | 8.8107 | 9.2705 | 9.1729 | 13.4077 | 9.697 | 10.3568 | 13.6759 | 9.2712 | 15.7274 | 9.0718 | 14.3872 | 18.3771 | 10.6193 | 9.4773 | 15.9414 | 17.7931 | 13.6975 | 14.2077 | 10.0807 | 8.884 | 10.1177 | 13.4138 | 11.7786 | 15.4561 | 9.9429 | 8.8655 | 9.4569 | 8.9104 | 8.7975 | 8.5295 | 8.7127 | 9.0365 | 8.8357 | 9.1033 | 9.247 | 10.2876 | 9.0805 | 9.0591 | 9.1349 | 9.2377 | 8.9685 | 8.9335 | 8.5281 | 8.9916 | 8.5498 | 8.5803 | 13.2765 | 8.6636 | 8.7524 | 9.0362 | 8.6199 | 9.1427 | 9.134 | 8.7786 | 9.0471 | 8.9899 | 8.6427 | 8.8074 | 8.6098 | 9.487 | 9.2663 | 9.0655
INFLOW | zTO MEAD |  | 9.2986 | 8.9937 | 9.5236 | 9.6937 | 13.4613 | 9.014 | 11.8274 | 8.9046 | 7.9493 | 10.2806 | 10.3713 | 10.6017 | 9.8297 | 10.126 | 16.4601 | 17.0634 | 16.461 | 17.4344 | 12.4779 | 9.0919 | 8.9348 | 8.8537 | 9.189 | 9.528 | 10.2244 | 8.8812 | 9.7081 | 8.8021 | 13.3857 | 12.3166 | 11.3075 | 8.7137 | 8.7997 | 8.5838 | 8.754 | 8.9565 | 9.089 | 9.089 | 9.089 | 9.089 | 9.089 | 9.089 | 9.089 | 9.089 | 9.089 | 9.089 | 9.089 | 9.089 | 8.8107 | 9.2705 | 9.1729 | 13.587 | 9.7104 | 10.3578 | 13.6759 | 9.2712 | 15.7274 | 9.0718 | 14.3872 | 18.3771 | 10.6193 | 9.4773 | 15.9414 | 17.7931 | 13.6975 | 14.2077 | 10.0807 | 8.884 | 10.1177 | 13.4138 | 11.7786 | 15.4561 | 9.9429 | 8.8655 | 9.4569 | 8.9104 | 8.7975 | 8.5295 | 8.7127 | 9.0365 | 8.8357 | 9.1033 | 9.247 | 10.2876 | 9.0805 | 9.0591 | 9.1349 | 9.2377 | 8.9685 | 8.9335 | 8.5281 | 8.9916 | 8.5498 | 8.5803 | 13.2765 | 8.6636 | 8.7524 | 9.0362 | 8.6199 | 9.1427 | 9.134 | 8.7786 | 9.0471 | 8.9899 | 8.6427 | 8.8074 | 8.6098 | 9.487 | 9.2663 | 9.0655 | 9.0715
INFLOW | zTO MEAD |  | 8.9536 | 8.8471 | 9.6937 | 12.9384 | 9.014 | 11.8255 | 8.9046 | 7.9493 | 10.2806 | 10.3713 | 10.6017 | 9.7897 | 10.126 | 16.3538 | 17.0685 | 16.4752 | 17.4493 | 12.4929 | 9.1719 | 8.9348 | 8.8537 | 9.189 | 9.528 | 10.2244 | 8.8812 | 9.7081 | 8.8021 | 13.7022 | 12.3588 | 11.3275 | 8.7137 | 8.7997 | 8.5838 | 8.754 | 8.9565 | 9.089 | 9.089 | 9.089 | 9.089 | 9.089 | 9.089 | 9.089 | 9.089 | 9.089 | 9.089 | 9.089 | 9.089 | 8.8107 | 9.2705 | 9.1729 | 13.7023 | 9.7336 | 10.3585 | 13.676 | 9.2712 | 15.7274 | 9.0718 | 14.3872 | 18.3771 | 10.6193 | 9.4773 | 15.9414 | 17.7931 | 13.6975 | 14.2077 | 10.0807 | 8.884 | 10.1177 | 13.4138 | 11.7786 | 15.4561 | 9.9429 | 8.8655 | 9.4569 | 8.9104 | 8.7975 | 8.5295 | 8.7127 | 9.0365 | 8.8357 | 9.1033 | 9.247 | 10.2876 | 9.0805 | 9.0591 | 9.1349 | 9.2377 | 8.9685 | 8.9335 | 8.5281 | 8.9916 | 8.5498 | 8.5803 | 13.2765 | 8.6636 | 8.7524 | 9.0362 | 8.6199 | 9.1427 | 9.134 | 8.7786 | 9.0471 | 8.9899 | 8.6427 | 8.8074 | 8.6098 | 9.487 | 9.2663 | 9.0655 | 9.0715 | 9.2987
INFLOW | zTO MEAD |  | 8.8071 | 8.9237 | 11.9342 | 9.014 | 11.7799 | 8.9046 | 7.9493 | 10.2806 | 10.3713 | 9.9438 | 9.7897 | 10.086 | 17.3085 | 16.7768 | 16.4653 | 17.4623 | 12.5077 | 9.1719 | 9.0148 | 8.8537 | 9.189 | 9.528 | 10.2244 | 8.8812 | 9.7081 | 8.8021 | 14.0225 | 12.4014 | 11.3504 | 8.7137 | 8.7997 | 8.5838 | 8.754 | 8.9565 | 9.089 | 9.089 | 9.089 | 9.089 | 9.089 | 9.089 | 9.089 | 9.089 | 9.089 | 9.089 | 9.089 | 9.089 | 8.8107 | 9.2705 | 9.1729 | 13.8184 | 9.7567 | 10.3741 | 13.676 | 9.2712 | 15.7274 | 9.0718 | 14.3872 | 18.3771 | 10.6193 | 9.4773 | 15.9414 | 17.7931 | 13.6975 | 14.2077 | 10.0807 | 8.884 | 10.1177 | 13.4138 | 11.7786 | 15.4561 | 9.9429 | 8.8655 | 9.4569 | 8.9104 | 8.7975 | 8.5295 | 8.7127 | 9.0365 | 8.8357 | 9.1033 | 9.247 | 10.2876 | 9.0805 | 9.0591 | 9.1349 | 9.2377 | 8.9685 | 8.9335 | 8.5281 | 8.9916 | 8.5498 | 8.5803 | 13.2765 | 8.6636 | 8.7524 | 9.0362 | 8.6199 | 9.1427 | 9.134 | 8.7786 | 9.0471 | 8.9899 | 8.6427 | 8.8074 | 8.6098 | 9.487 | 9.2663 | 9.0655 | 9.0715 | 9.2987 | 8.9537
INFLOW | zTO MEAD |  | 8.8837 | 10.6177 | 9.014 | 11.596 | 8.9046 | 7.9493 | 10.2806 | 10.3713 | 10.6017 | 9.7897 | 10.086 | 16.8383 | 16.5071 | 16.4599 | 17.4755 | 12.5226 | 9.1719 | 9.0148 | 8.9337 | 9.189 | 9.528 | 10.2244 | 8.8812 | 9.7081 | 8.8021 | 14.3392 | 12.4437 | 11.3136 | 8.7137 | 8.7997 | 8.5838 | 8.754 | 8.9565 | 9.089 | 9.089 | 9.089 | 9.089 | 9.089 | 9.089 | 9.089 | 9.089 | 9.089 | 9.089 | 9.089 | 9.089 | 8.8107 | 9.2705 | 9.1729 | 13.9654 | 9.7825 | 10.39 | 13.6911 | 9.2712 | 15.7274 | 9.0718 | 14.3872 | 18.3771 | 10.6193 | 9.4773 | 15.9414 | 17.7931 | 13.6975 | 14.2077 | 10.0807 | 8.884 | 10.1177 | 13.4138 | 11.7786 | 15.4561 | 9.9429 | 8.8655 | 9.4569 | 8.9104 | 8.7975 | 8.5295 | 8.7127 | 9.0365 | 8.8357 | 9.1033 | 9.247 | 10.2876 | 9.0805 | 9.0591 | 9.1349 | 9.2377 | 8.9685 | 8.9335 | 8.5281 | 8.9916 | 8.5498 | 8.5803 | 13.2765 | 8.6636 | 8.7524 | 9.0362 | 8.6199 | 9.1427 | 9.134 | 8.7786 | 9.0471 | 8.9899 | 8.6427 | 8.8074 | 8.6098 | 9.487 | 9.2663 | 9.0655 | 9.0715 | 9.2987 | 8.9537 | 8.8071
INFLOW | zTO MEAD |  | 11.4504 | 9.014 | 11.5455 | 8.9046 | 7.9493 | 10.2806 | 10.3713 | 9.9784 | 9.7897 | 10.086 | 17.3734 | 16.5222 | 16.4783 | 17.4907 | 12.5376 | 9.1719 | 9.0148 | 8.9337 | 9.269 | 9.528 | 10.2244 | 8.8812 | 9.7081 | 8.8021 | 14.6572 | 12.3258 | 11.1825 | 8.7137 | 8.7997 | 8.5838 | 8.754 | 8.9565 | 9.089 | 9.089 | 9.089 | 9.089 | 9.089 | 9.089 | 9.089 | 9.089 | 9.089 | 9.089 | 9.089 | 9.089 | 8.8107 | 9.4231 | 9.1729 | 14.1298 | 9.8067 | 10.406 | 13.7062 | 9.2862 | 15.7274 | 9.0718 | 14.3872 | 18.3771 | 10.6193 | 9.4773 | 15.9414 | 17.7931 | 13.6975 | 14.2077 | 10.0807 | 8.884 | 10.1177 | 13.4138 | 11.7786 | 15.4561 | 9.9429 | 8.8655 | 9.4569 | 8.9104 | 8.7975 | 8.5295 | 8.7127 | 9.0365 | 8.8357 | 9.1033 | 9.247 | 10.2876 | 9.0805 | 9.0591 | 9.1349 | 9.2377 | 8.9685 | 8.9335 | 8.5281 | 8.9916 | 8.5498 | 8.5803 | 13.2765 | 8.6636 | 8.7524 | 9.0362 | 8.6199 | 9.1427 | 9.134 | 8.7786 | 9.0471 | 8.9899 | 8.6427 | 8.8074 | 8.6098 | 9.487 | 9.2663 | 9.0655 | 9.0715 | 9.2987 | 8.9537 | 8.8071 | 8.8837
INFLOW | zTO MEAD |  | 8.974 | 8.9812 | 9.6746 | 7.4693 | 9.5106 | 10.3713 | 10.6017 | 9.7897 | 10.086 | 16.7839 | 16.5249 | 16.0516 | 17.4761 | 12.55 | 9.1719 | 9.0148 | 8.9337 | 9.269 | 9.608 | 10.2244 | 8.8812 | 9.7081 | 8.8021 | 14.9743 | 12.0693 | 11.1763 | 8.7137 | 8.7997 | 8.5838 | 8.754 | 8.9565 | 9.089 | 9.089 | 9.089 | 9.089 | 9.089 | 9.089 | 9.089 | 9.089 | 9.089 | 9.089 | 9.089 | 9.089 | 8.8107 | 9.7133 | 9.1729 | 14.1782 | 9.8246 | 10.4212 | 13.7212 | 9.3012 | 15.7424 | 9.0718 | 14.3872 | 18.3771 | 10.6193 | 9.4773 | 15.9414 | 17.7931 | 13.6975 | 14.2077 | 10.0807 | 8.884 | 10.1177 | 13.4138 | 11.7786 | 15.4561 | 9.9429 | 8.8655 | 9.4569 | 8.9104 | 8.7975 | 8.5295 | 8.7127 | 9.0365 | 8.8357 | 9.1033 | 9.247 | 10.2876 | 9.0805 | 9.0591 | 9.1349 | 9.2377 | 8.9685 | 8.9335 | 8.5281 | 8.9916 | 8.5498 | 8.5803 | 13.2765 | 8.6636 | 8.7524 | 9.0362 | 8.6199 | 9.1427 | 9.134 | 8.7786 | 9.0471 | 8.9899 | 8.6427 | 8.8074 | 8.6098 | 9.487 | 9.2663 | 9.0655 | 9.0715 | 9.2987 | 8.9537 | 8.8071 | 8.8837 | 9.5925
INFLOW | zTO MEAD |  | 8.9411 | 8.9046 | 7.9493 | 8.7606 | 10.3713 | 10.6559 | 9.7897 | 10.086 | 17.538 | 16.4192 | 16.2328 | 17.4617 | 12.566 | 9.1719 | 9.0148 | 8.9337 | 9.269 | 9.608 | 10.3044 | 8.8812 | 9.7081 | 8.8021 | 15.292 | 11.8141 | 11.1708 | 8.7137 | 8.7997 | 8.5838 | 8.754 | 8.9565 | 9.089 | 9.089 | 9.089 | 9.089 | 9.089 | 9.089 | 9.089 | 9.089 | 9.089 | 9.089 | 9.089 | 9.089 | 8.8107 | 10.0026 | 9.1729 | 14.2294 | 9.8425 | 10.4364 | 13.7362 | 9.3162 | 15.7574 | 9.0819 | 14.3917 | 18.3775 | 10.6193 | 9.4773 | 15.9414 | 17.7931 | 13.6975 | 14.2077 | 10.0807 | 8.884 | 10.1177 | 13.4138 | 11.7786 | 15.4561 | 9.9429 | 8.8655 | 9.4569 | 8.9104 | 8.7975 | 8.5295 | 8.7127 | 9.0365 | 8.8357 | 9.1033 | 9.247 | 10.2876 | 9.0805 | 9.0591 | 9.1349 | 9.2377 | 8.9685 | 8.9335 | 8.5281 | 8.9916 | 8.5498 | 8.5803 | 13.2765 | 8.6636 | 8.7524 | 9.0362 | 8.6199 | 9.1427 | 9.134 | 8.7786 | 9.0471 | 8.9899 | 8.6427 | 8.8074 | 8.6098 | 9.487 | 9.2663 | 9.0655 | 9.0715 | 9.2987 | 8.9537 | 8.8071 | 8.8837 | 9.5925 | 8.974
INFLOW | zTO MEAD |  | 8.8645 | 7.4693 | 8.7606 | 10.3713 | 10.6017 | 9.7897 | 10.086 | 15.561 | 16.9686 | 15.3709 | 17.4081 | 12.5353 | 9.1719 | 9.0148 | 8.9337 | 9.269 | 9.608 | 10.3044 | 8.9612 | 9.7081 | 8.8021 | 15.5516 | 11.7644 | 11.1766 | 8.7137 | 8.7997 | 8.5838 | 8.754 | 8.9565 | 9.089 | 9.089 | 9.089 | 9.089 | 9.089 | 9.089 | 9.089 | 9.089 | 9.089 | 9.089 | 9.089 | 9.089 | 8.8107 | 10.1933 | 9.1729 | 14.2699 | 9.8595 | 10.4516 | 13.7512 | 9.3312 | 15.7724 | 9.0969 | 14.4067 | 18.3775 | 10.6193 | 9.4773 | 15.9414 | 17.7931 | 13.6975 | 14.2077 | 10.0807 | 8.884 | 10.1177 | 13.4138 | 11.7786 | 15.4561 | 9.9429 | 8.8655 | 9.4569 | 8.9104 | 8.7975 | 8.5295 | 8.7127 | 9.0365 | 8.8357 | 9.1033 | 9.247 | 10.2876 | 9.0805 | 9.0591 | 9.1349 | 9.2377 | 8.9685 | 8.9335 | 8.5281 | 8.9916 | 8.5498 | 8.5803 | 13.2765 | 8.6636 | 8.7524 | 9.0362 | 8.6199 | 9.1427 | 9.134 | 8.7786 | 9.0471 | 8.9899 | 8.6427 | 8.8074 | 8.6098 | 9.487 | 9.2663 | 9.0655 | 9.0715 | 9.2987 | 8.9537 | 8.8071 | 8.8837 | 9.5925 | 8.974 | 8.9412
INFLOW | zTO MEAD |  | 7.4292 | 8.7606 | 10.3713 | 10.0138 | 9.7897 | 10.086 | 17.599 | 16.1387 | 16.1878 | 17.4854 | 12.5556 | 9.1319 | 9.0148 | 8.9337 | 9.269 | 9.608 | 10.3044 | 8.9612 | 9.8734 | 8.8021 | 15.5173 | 11.7695 | 11.1845 | 8.7137 | 8.7997 | 8.5838 | 8.754 | 8.9565 | 9.089 | 9.089 | 9.089 | 9.089 | 9.089 | 9.089 | 9.089 | 9.089 | 9.089 | 9.089 | 9.089 | 9.089 | 8.8107 | 10.48 | 9.1729 | 14.3208 | 9.8774 | 10.4668 | 13.7663 | 9.3462 | 15.7874 | 9.1119 | 14.4217 | 18.3925 | 10.6193 | 9.4773 | 15.9414 | 17.7931 | 13.6975 | 14.2077 | 10.0807 | 8.884 | 10.1177 | 13.4138 | 11.7786 | 15.4561 | 9.9429 | 8.8655 | 9.4569 | 8.9104 | 8.7975 | 8.5295 | 8.7127 | 9.0365 | 8.8357 | 9.1033 | 9.247 | 10.2876 | 9.0805 | 9.0591 | 9.1349 | 9.2377 | 8.9685 | 8.9335 | 8.5281 | 8.9916 | 8.5498 | 8.5803 | 13.2765 | 8.6636 | 8.7524 | 9.0362 | 8.6199 | 9.1427 | 9.134 | 8.7786 | 9.0471 | 8.9899 | 8.6427 | 8.8074 | 8.6098 | 9.487 | 9.2663 | 9.0655 | 9.0715 | 9.2987 | 8.9537 | 8.8071 | 8.8837 | 9.5925 | 8.974 | 8.9412 | 8.8646
INFLOW | zTO MEAD |  | 9.4705 | 11.5104 | 13.3682 | 9.0197 | 9.316 | 16.3594 | 18.5194 | 16.6644 | 17.5383 | 12.5736 | 9.1319 | 8.9748 | 8.9337 | 9.269 | 9.608 | 10.3044 | 8.9612 | 10.2482 | 9.1221 | 15.0003 | 11.7507 | 11.1891 | 8.7137 | 8.7997 | 8.5838 | 8.754 | 8.9565 | 9.089 | 9.089 | 9.089 | 9.089 | 9.089 | 9.089 | 9.089 | 9.089 | 9.089 | 9.089 | 9.089 | 9.089 | 8.8107 | 10.757 | 9.1729 | 14.368 | 9.8952 | 10.4821 | 13.7813 | 9.3612 | 15.8024 | 9.1269 | 14.4367 | 18.4075 | 10.6343 | 9.4773 | 15.9414 | 17.7931 | 13.6975 | 14.2077 | 10.0807 | 8.884 | 10.1177 | 13.4138 | 11.7786 | 15.4561 | 9.9429 | 8.8655 | 9.4569 | 8.9104 | 8.7975 | 8.5295 | 8.7127 | 9.0365 | 8.8357 | 9.1033 | 9.247 | 10.2876 | 9.0805 | 9.0591 | 9.1349 | 9.2377 | 8.9685 | 8.9335 | 8.5281 | 8.9916 | 8.5498 | 8.5803 | 13.2765 | 8.6636 | 8.7524 | 9.0362 | 8.6199 | 9.1427 | 9.134 | 8.7786 | 9.0471 | 8.9899 | 8.6427 | 8.8074 | 8.6098 | 9.487 | 9.2663 | 9.0655 | 9.0715 | 9.2987 | 8.9537 | 8.8071 | 8.8837 | 9.5925 | 8.974 | 8.9412 | 8.8646 | 8.6593
INFLOW | zTO MEAD |  | 10.1566 | 13.3687 | 9.0197 | 9.316 | 16.4788 | 18.134 | 16.6494 | 17.5507 | 12.5884 | 9.1319 | 8.9748 | 8.8937 | 9.269 | 9.608 | 10.3044 | 8.9612 | 10.6198 | 9.1737 | 15.0142 | 11.6418 | 11.1917 | 8.7137 | 8.7997 | 8.5838 | 8.754 | 8.9565 | 9.089 | 9.089 | 9.089 | 9.089 | 9.089 | 9.089 | 9.089 | 9.089 | 9.089 | 9.089 | 9.089 | 9.089 | 8.8107 | 10.9439 | 9.1729 | 14.411 | 9.9125 | 10.4972 | 13.7963 | 9.3762 | 15.8174 | 9.1419 | 14.4517 | 18.4225 | 10.6493 | 9.4773 | 15.9552 | 17.7942 | 13.6976 | 14.2077 | 10.0807 | 8.884 | 10.1177 | 13.4138 | 11.7786 | 15.4561 | 9.9429 | 8.8655 | 9.4569 | 8.9104 | 8.7975 | 8.5295 | 8.7127 | 9.0365 | 8.8357 | 9.1033 | 9.247 | 10.2876 | 9.0805 | 9.0591 | 9.1349 | 9.2377 | 8.9685 | 8.9335 | 8.5281 | 8.9916 | 8.5498 | 8.5803 | 13.2765 | 8.6636 | 8.7524 | 9.0362 | 8.6199 | 9.1427 | 9.134 | 8.7786 | 9.0471 | 8.9899 | 8.6427 | 8.8074 | 8.6098 | 9.487 | 9.2663 | 9.0655 | 9.0715 | 9.2987 | 8.9537 | 8.8071 | 8.8837 | 9.5925 | 8.974 | 8.9412 | 8.8646 | 8.6593 | 9.4706
INFLOW | zTO MEAD |  | 10.0499 | 9.0197 | 9.316 | 17.5868 | 16.6773 | 16.5443 | 17.5561 | 12.6026 | 9.1319 | 8.9748 | 8.8937 | 9.229 | 9.608 | 10.3044 | 8.9612 | 10.7232 | 9.4622 | 14.9337 | 11.7426 | 11.1431 | 8.7137 | 8.7997 | 8.5838 | 8.754 | 8.9565 | 9.089 | 9.089 | 9.089 | 9.089 | 9.089 | 9.089 | 9.089 | 9.089 | 9.089 | 9.089 | 9.089 | 9.089 | 8.8107 | 11.0984 | 9.1729 | 14.4511 | 9.9295 | 10.5124 | 13.8113 | 9.3912 | 15.8324 | 9.1569 | 14.4667 | 18.4375 | 10.6643 | 9.4773 | 15.984 | 17.7954 | 13.6977 | 14.2077 | 10.0807 | 8.884 | 10.1177 | 13.4138 | 11.7786 | 15.4561 | 9.9429 | 8.8655 | 9.4569 | 8.9104 | 8.7975 | 8.5295 | 8.7127 | 9.0365 | 8.8357 | 9.1033 | 9.247 | 10.2876 | 9.0805 | 9.0591 | 9.1349 | 9.2377 | 8.9685 | 8.9335 | 8.5281 | 8.9916 | 8.5498 | 8.5803 | 13.2765 | 8.6636 | 8.7524 | 9.0362 | 8.6199 | 9.1427 | 9.134 | 8.7786 | 9.0471 | 8.9899 | 8.6427 | 8.8074 | 8.6098 | 9.487 | 9.2663 | 9.0655 | 9.0715 | 9.2987 | 8.9537 | 8.8071 | 8.8837 | 9.5925 | 8.974 | 8.9412 | 8.8646 | 8.6593 | 9.4706 | 9.5613
INFLOW | zTO MEAD |  | 8.2296 | 9.316 | 16.3709 | 16.0052 | 15.6197 | 17.4972 | 12.6115 | 9.1319 | 8.9748 | 8.8937 | 9.229 | 9.568 | 10.3044 | 8.9612 | 11.2221 | 9.1298 | 14.7467 | 11.7428 | 11.4266 | 8.7137 | 8.7997 | 8.5838 | 8.754 | 8.9565 | 9.089 | 9.089 | 9.089 | 9.089 | 9.089 | 9.089 | 9.089 | 9.089 | 9.089 | 9.089 | 9.089 | 9.089 | 8.8107 | 11.312 | 9.1729 | 14.4962 | 9.9469 | 10.5276 | 13.8263 | 9.4062 | 15.8474 | 9.1719 | 14.4817 | 18.4525 | 10.6793 | 9.4773 | 16.0128 | 17.8115 | 13.6978 | 14.2077 | 10.0807 | 8.884 | 10.1177 | 13.4138 | 11.7786 | 15.4561 | 9.9429 | 8.8655 | 9.4569 | 8.9104 | 8.7975 | 8.5295 | 8.7127 | 9.0365 | 8.8357 | 9.1033 | 9.247 | 10.2876 | 9.0805 | 9.0591 | 9.1349 | 9.2377 | 8.9685 | 8.9335 | 8.5281 | 8.9916 | 8.5498 | 8.5803 | 13.2765 | 8.6636 | 8.7524 | 9.0362 | 8.6199 | 9.1427 | 9.134 | 8.7786 | 9.0471 | 8.9899 | 8.6427 | 8.8074 | 8.6098 | 9.487 | 9.2663 | 9.0655 | 9.0715 | 9.2987 | 8.9537 | 8.8071 | 8.8837 | 9.5925 | 8.974 | 8.9412 | 8.8646 | 8.6593 | 9.4706 | 9.5613 | 9.7917
INFLOW | zTO MEAD |  | 9.2759 | 17.1584 | 17.1811 | 16.613 | 17.5892 | 12.6328 | 9.1319 | 8.9748 | 8.8937 | 9.229 | 9.568 | 10.2644 | 8.9612 | 11.3258 | 9.5459 | 14.3871 | 11.7313 | 11.433 | 8.7937 | 8.7997 | 8.5838 | 8.754 | 8.9565 | 9.089 | 9.089 | 9.089 | 9.089 | 9.089 | 9.089 | 9.089 | 9.089 | 9.089 | 9.089 | 9.089 | 9.089 | 8.8107 | 11.5531 | 9.1729 | 14.5404 | 9.9644 | 10.5428 | 13.8413 | 9.4212 | 15.8624 | 9.1869 | 14.4967 | 18.4675 | 10.6943 | 9.4773 | 16.0416 | 17.8276 | 13.7128 | 14.2077 | 10.0807 | 8.884 | 10.1177 | 13.4138 | 11.7786 | 15.4561 | 9.9429 | 8.8655 | 9.4569 | 8.9104 | 8.7975 | 8.5295 | 8.7127 | 9.0365 | 8.8357 | 9.1033 | 9.247 | 10.2876 | 9.0805 | 9.0591 | 9.1349 | 9.2377 | 8.9685 | 8.9335 | 8.5281 | 8.9916 | 8.5498 | 8.5803 | 13.2765 | 8.6636 | 8.7524 | 9.0362 | 8.6199 | 9.1427 | 9.134 | 8.7786 | 9.0471 | 8.9899 | 8.6427 | 8.8074 | 8.6098 | 9.487 | 9.2663 | 9.0655 | 9.0715 | 9.2987 | 8.9537 | 8.8071 | 8.8837 | 9.5925 | 8.974 | 8.9412 | 8.8646 | 8.6593 | 9.4706 | 9.5613 | 9.7917 | 8.9797
INFLOW | zTO MEAD |  | 15.0494 | 16.0305 | 16.5279 | 17.5959 | 12.6472 | 9.1319 | 8.9748 | 8.8937 | 9.229 | 9.568 | 10.2644 | 8.9212 | 11.8187 | 9.2165 | 14.5323 | 11.7449 | 11.4398 | 8.7937 | 8.8797 | 8.5838 | 8.754 | 8.9565 | 9.089 | 9.089 | 9.089 | 9.089 | 9.089 | 9.089 | 9.089 | 9.089 | 9.089 | 9.089 | 9.089 | 9.089 | 8.8107 | 11.6814 | 9.1729 | 14.5785 | 9.9813 | 10.5579 | 13.8563 | 9.4362 | 15.8774 | 9.2019 | 14.5117 | 18.4825 | 10.7093 | 9.4773 | 16.0704 | 17.8437 | 13.7279 | 14.2227 | 10.0807 | 8.884 | 10.1177 | 13.4138 | 11.7786 | 15.4561 | 9.9429 | 8.8655 | 9.4569 | 8.9104 | 8.7975 | 8.5295 | 8.7127 | 9.0365 | 8.8357 | 9.1033 | 9.247 | 10.2876 | 9.0805 | 9.0591 | 9.1349 | 9.2377 | 8.9685 | 8.9335 | 8.5281 | 8.9916 | 8.5498 | 8.5803 | 13.2765 | 8.6636 | 8.7524 | 9.0362 | 8.6199 | 9.1427 | 9.134 | 8.7786 | 9.0471 | 8.9899 | 8.6427 | 8.8074 | 8.6098 | 9.487 | 9.2663 | 9.0655 | 9.0715 | 9.2987 | 8.9537 | 8.8071 | 8.8837 | 9.5925 | 8.974 | 8.9412 | 8.8646 | 8.6593 | 9.4706 | 9.5613 | 9.7917 | 8.9797 | 9.276
INFLOW | zTO MEAD |  | 15.3576 | 14.0036 | 15.604 | 12.5011 | 9.1319 | 8.9748 | 8.8937 | 9.229 | 9.568 | 10.2644 | 8.9212 | 12.1245 | 9.3958 | 14.2995 | 11.9391 | 11.451 | 8.7937 | 8.8797 | 8.6638 | 8.754 | 8.9565 | 9.089 | 9.089 | 9.089 | 9.089 | 9.089 | 9.089 | 9.089 | 9.089 | 9.089 | 9.089 | 9.089 | 9.089 | 8.8107 | 11.7024 | 9.1729 | 14.6078 | 9.9974 | 10.573 | 13.8714 | 9.4512 | 15.8924 | 9.2169 | 14.5267 | 18.4975 | 10.7243 | 9.4773 | 16.0992 | 17.8598 | 13.743 | 14.2377 | 10.0957 | 8.884 | 10.1177 | 13.4138 | 11.7786 | 15.4561 | 9.9429 | 8.8655 | 9.4569 | 8.9104 | 8.7975 | 8.5295 | 8.7127 | 9.0365 | 8.8357 | 9.1033 | 9.247 | 10.2876 | 9.0805 | 9.0591 | 9.1349 | 9.2377 | 8.9685 | 8.9335 | 8.5281 | 8.9916 | 8.5498 | 8.5803 | 13.2765 | 8.6636 | 8.7524 | 9.0362 | 8.6199 | 9.1427 | 9.134 | 8.7786 | 9.0471 | 8.9899 | 8.6427 | 8.8074 | 8.6098 | 9.487 | 9.2663 | 9.0655 | 9.0715 | 9.2987 | 8.9537 | 8.8071 | 8.8837 | 9.5925 | 8.974 | 8.9412 | 8.8646 | 8.6593 | 9.4706 | 9.5613 | 9.7917 | 8.9797 | 9.276 | 9.8377
INFLOW | zTO MEAD |  | 13.1732 | 14.0689 | 11.9822 | 9.2705 | 8.9748 | 8.8937 | 9.229 | 8.818 | 10.2644 | 8.9212 | 10.6528 | 9.5072 | 15.9895 | 11.8167 | 11.4427 | 8.7937 | 8.8797 | 7.9138 | 8.084 | 8.9565 | 9.089 | 9.089 | 9.089 | 9.089 | 9.089 | 9.089 | 9.089 | 9.089 | 9.089 | 9.089 | 9.089 | 9.089 | 8.8107 | 11.8576 | 9.1729 | 14.6482 | 10.0145 | 10.5882 | 13.8864 | 9.4662 | 15.9074 | 9.2319 | 14.5417 | 18.5125 | 10.7393 | 9.4773 | 16.128 | 17.8759 | 13.7581 | 14.2527 | 10.1107 | 8.884 | 10.1315 | 13.4149 | 11.7787 | 15.4561 | 9.9429 | 8.8655 | 9.4569 | 8.9104 | 8.7975 | 8.5295 | 8.7127 | 9.0365 | 8.8357 | 9.1033 | 9.247 | 10.2876 | 9.0805 | 9.0591 | 9.1349 | 9.2377 | 8.9685 | 8.9335 | 8.5281 | 8.9916 | 8.5498 | 8.5803 | 13.2765 | 8.6636 | 8.7524 | 9.0362 | 8.6199 | 9.1427 | 9.134 | 8.7786 | 9.0471 | 8.9899 | 8.6427 | 8.8074 | 8.6098 | 9.487 | 9.2663 | 9.0655 | 9.0715 | 9.2987 | 8.9537 | 8.8071 | 8.8837 | 9.5925 | 8.974 | 8.9412 | 8.8646 | 8.6593 | 9.4706 | 9.5613 | 9.7917 | 8.9797 | 9.276 | 9.8377 | 18.364
INFLOW | zTO MEAD |  | 13.6738 | 11.9826 | 9.1319 | 8.9748 | 8.1437 | 8.479 | 8.818 | 10.2644 | 9.6912 | 9.7481 | 9.6121 | 15.1515 | 12.7739 | 11.5261 | 8.7937 | 8.8797 | 7.9138 | 8.084 | 7.8065 | 9.089 | 9.089 | 9.089 | 9.089 | 9.089 | 9.089 | 9.089 | 9.089 | 9.089 | 9.089 | 9.089 | 9.089 | 8.8107 | 12.0665 | 9.1729 | 14.6899 | 10.0316 | 10.6034 | 13.9014 | 9.4812 | 15.9224 | 9.2469 | 14.5567 | 18.5275 | 10.7543 | 9.4773 | 16.1538 | 17.892 | 13.7732 | 14.2677 | 10.1257 | 8.884 | 10.1603 | 13.416 | 11.7788 | 15.4561 | 9.9429 | 8.8655 | 9.4569 | 8.9104 | 8.7975 | 8.5295 | 8.7127 | 9.0365 | 8.8357 | 9.1033 | 9.247 | 10.2876 | 9.0805 | 9.0591 | 9.1349 | 9.2377 | 8.9685 | 8.9335 | 8.5281 | 8.9916 | 8.5498 | 8.5803 | 13.2765 | 8.6636 | 8.7524 | 9.0362 | 8.6199 | 9.1427 | 9.134 | 8.7786 | 9.0471 | 8.9899 | 8.6427 | 8.8074 | 8.6098 | 9.487 | 9.2663 | 9.0655 | 9.0715 | 9.2987 | 8.9537 | 8.8071 | 8.8837 | 9.5925 | 8.974 | 8.9412 | 8.8646 | 8.6593 | 9.4706 | 9.5613 | 9.7917 | 8.9797 | 9.276 | 9.8377 | 18.364 | 15.9963
INFLOW | zTO MEAD |  | 9.2266 | 9.1319 | 8.9748 | 8.1437 | 8.479 | 8.818 | 11.0344 | 8.1712 | 10.5181 | 9.6121 | 14.2326 | 12.9305 | 11.6931 | 8.7937 | 8.8797 | 7.9138 | 8.084 | 7.8065 | 9.169 | 9.089 | 9.089 | 9.089 | 9.089 | 9.089 | 9.089 | 9.089 | 9.089 | 9.089 | 9.089 | 9.089 | 8.8107 | 12.0338 | 9.1729 | 14.7149 | 10.0474 | 10.6184 | 13.9164 | 9.4962 | 15.9374 | 9.2619 | 14.5717 | 18.5425 | 10.7693 | 9.4773 | 16.1826 | 17.9081 | 13.7883 | 14.2827 | 10.1407 | 8.884 | 10.1891 | 13.4321 | 11.7789 | 15.4561 | 9.9429 | 8.8655 | 9.4569 | 8.9104 | 8.7975 | 8.5295 | 8.7127 | 9.0365 | 8.8357 | 9.1033 | 9.247 | 10.2876 | 9.0805 | 9.0591 | 9.1349 | 9.2377 | 8.9685 | 8.9335 | 8.5281 | 8.9916 | 8.5498 | 8.5803 | 13.2765 | 8.6636 | 8.7524 | 9.0362 | 8.6199 | 9.1427 | 9.134 | 8.7786 | 9.0471 | 8.9899 | 8.6427 | 8.8074 | 8.6098 | 9.487 | 9.2663 | 9.0655 | 9.0715 | 9.2987 | 8.9537 | 8.8071 | 8.8837 | 9.5925 | 8.974 | 8.9412 | 8.8646 | 8.6593 | 9.4706 | 9.5613 | 9.7917 | 8.9797 | 9.276 | 9.8377 | 18.364 | 15.9963 | 16.8421
INFLOW | zTO MEAD |  | 9.0918 | 8.2248 | 7.6637 | 8.479 | 8.4724 | 11.0344 | 8.1712 | 10.5181 | 9.6121 | 13.2507 | 12.4952 | 11.8866 | 8.7937 | 8.8797 | 7.9138 | 7.604 | 7.8065 | 9.169 | 9.169 | 9.089 | 9.089 | 9.089 | 9.089 | 9.089 | 9.089 | 9.089 | 9.089 | 9.089 | 9.089 | 8.8107 | 12.5035 | 9.1729 | 14.6978 | 10.0598 | 10.6332 | 13.9314 | 9.5112 | 15.9524 | 9.2769 | 14.5867 | 18.5575 | 10.7843 | 9.4773 | 16.2114 | 17.9242 | 13.8034 | 14.2977 | 10.1557 | 8.884 | 10.2179 | 13.4482 | 11.7939 | 15.4561 | 9.9429 | 8.8655 | 9.4569 | 8.9104 | 8.7975 | 8.5295 | 8.7127 | 9.0365 | 8.8357 | 9.1033 | 9.247 | 10.2876 | 9.0805 | 9.0591 | 9.1349 | 9.2377 | 8.9685 | 8.9335 | 8.5281 | 8.9916 | 8.5498 | 8.5803 | 13.2765 | 8.6636 | 8.7524 | 9.0362 | 8.6199 | 9.1427 | 9.134 | 8.7786 | 9.0471 | 8.9899 | 8.6427 | 8.8074 | 8.6098 | 9.487 | 9.2663 | 9.0655 | 9.0715 | 9.2987 | 8.9537 | 8.8071 | 8.8837 | 9.5925 | 8.974 | 8.9412 | 8.8646 | 8.6593 | 9.4706 | 9.5613 | 9.7917 | 8.9797 | 9.276 | 9.8377 | 18.364 | 15.9963 | 16.8421 | 11.8889
INFLOW | zTO MEAD |  | 8.1847 | 8.1437 | 8.479 | 8.338 | 11.0344 | 8.1712 | 10.5181 | 9.6121 | 13.998 | 12.9458 | 11.566 | 8.7537 | 8.8797 | 7.9138 | 7.604 | 7.8065 | 9.169 | 9.169 | 8.7112 | 9.089 | 9.089 | 9.089 | 9.089 | 9.089 | 9.089 | 9.089 | 9.089 | 9.089 | 8.8107 | 13.2333 | 9.1729 | 14.5998 | 10.0656 | 10.6475 | 13.9463 | 9.5262 | 15.9674 | 9.2919 | 14.6017 | 18.5725 | 10.7993 | 9.4773 | 16.2402 | 17.9403 | 13.8185 | 14.3127 | 10.1707 | 8.884 | 10.2467 | 13.4643 | 11.809 | 15.4711 | 9.9429 | 8.8655 | 9.4569 | 8.9104 | 8.7975 | 8.5295 | 8.7127 | 9.0365 | 8.8357 | 9.1033 | 9.247 | 10.2876 | 9.0805 | 9.0591 | 9.1349 | 9.2377 | 8.9685 | 8.9335 | 8.5281 | 8.9916 | 8.5498 | 8.5803 | 13.2765 | 8.6636 | 8.7524 | 9.0362 | 8.6199 | 9.1427 | 9.134 | 8.7786 | 9.0471 | 8.9899 | 8.6427 | 8.8074 | 8.6098 | 9.487 | 9.2663 | 9.0655 | 9.0715 | 9.2987 | 8.9537 | 8.8071 | 8.8837 | 9.5925 | 8.974 | 8.9412 | 8.8646 | 8.6593 | 9.4706 | 9.5613 | 9.7917 | 8.9797 | 9.276 | 9.8377 | 18.364 | 15.9963 | 16.8421 | 11.8889 | 9.0919
INFLOW | zTO MEAD |  | 8.1037 | 8.479 | 8.818 | 11.0344 | 9.6912 | 10.5181 | 9.6121 | 14.1386 | 12.7268 | 11.9401 | 8.7537 | 8.8397 | 7.9138 | 7.604 | 7.8065 | 8.419 | 9.169 | 9.061 | 9.939 | 9.089 | 9.089 | 9.089 | 9.089 | 9.089 | 9.089 | 9.089 | 9.089 | 8.8107 | 13.0992 | 9.1729 | 14.5169 | 9.9898 | 10.655 | 13.9607 | 9.5412 | 15.9824 | 9.3069 | 14.6167 | 18.5875 | 10.8143 | 9.4773 | 16.269 | 17.9564 | 13.8335 | 14.3277 | 10.1857 | 8.884 | 10.2755 | 13.4804 | 11.8241 | 15.4861 | 9.9579 | 8.8655 | 9.4569 | 8.9104 | 8.7975 | 8.5295 | 8.7127 | 9.0365 | 8.8357 | 9.1033 | 9.247 | 10.2876 | 9.0805 | 9.0591 | 9.1349 | 9.2377 | 8.9685 | 8.9335 | 8.5281 | 8.9916 | 8.5498 | 8.5803 | 13.2765 | 8.6636 | 8.7524 | 9.0362 | 8.6199 | 9.1427 | 9.134 | 8.7786 | 9.0471 | 8.9899 | 8.6427 | 8.8074 | 8.6098 | 9.487 | 9.2663 | 9.0655 | 9.0715 | 9.2987 | 8.9537 | 8.8071 | 8.8837 | 9.5925 | 8.974 | 8.9412 | 8.8646 | 8.6593 | 9.4706 | 9.5613 | 9.7917 | 8.9797 | 9.276 | 9.8377 | 18.364 | 15.9963 | 16.8421 | 11.8889 | 9.0919 | 8.9348
INFLOW | zTO MEAD |  | 9.189 | 8.818 | 10.2644 | 8.9212 | 11.7648 | 9.5801 | 16.1185 | 12.0877 | 11.7154 | 8.7537 | 8.8397 | 7.8738 | 8.084 | 7.8065 | 8.419 | 8.419 | 9.169 | 9.939 | 9.1794 | 9.089 | 9.089 | 9.089 | 9.089 | 9.089 | 9.089 | 9.089 | 8.8107 | 14.2132 | 9.1729 | 14.6407 | 9.9115 | 10.5796 | 13.9682 | 9.5556 | 15.9973 | 9.3219 | 14.6317 | 18.6025 | 10.8293 | 9.4773 | 16.2978 | 17.9725 | 13.8486 | 14.3428 | 10.2007 | 8.884 | 10.3043 | 13.4965 | 11.8392 | 15.5011 | 9.9729 | 8.8655 | 9.4569 | 8.9104 | 8.7975 | 8.5295 | 8.7127 | 9.0365 | 8.8357 | 9.1033 | 9.247 | 10.2876 | 9.0805 | 9.0591 | 9.1349 | 9.2377 | 8.9685 | 8.9335 | 8.5281 | 9.0027 | 8.5498 | 8.5803 | 13.2774 | 8.6636 | 8.7524 | 9.0362 | 8.6199 | 9.1427 | 9.134 | 8.7786 | 9.0471 | 8.9899 | 8.6427 | 8.8074 | 8.6098 | 9.487 | 9.2663 | 9.0655 | 9.0715 | 9.2987 | 8.9537 | 8.8071 | 8.8837 | 9.5925 | 8.974 | 8.9412 | 8.8646 | 8.6593 | 9.4706 | 9.5613 | 9.7917 | 8.9797 | 9.276 | 9.8377 | 18.3641 | 15.9963 | 16.8421 | 11.8889 | 9.0919 | 8.9348 | 8.8537
INFLOW | zTO MEAD |  | 9.5279 | 10.2644 | 8.9212 | 12.1127 | 9.5048 | 15.2186 | 12.0542 | 11.7286 | 8.7537 | 8.8397 | 7.8738 | 8.044 | 7.8065 | 9.939 | 8.419 | 8.419 | 9.939 | 9.2165 | 9.939 | 9.089 | 9.089 | 9.089 | 9.089 | 9.089 | 9.089 | 8.8107 | 13.9644 | 9.1729 | 14.6533 | 9.9291 | 10.4928 | 13.8921 | 9.563 | 16.0117 | 9.3369 | 14.6467 | 18.6175 | 10.8443 | 9.4773 | 16.3266 | 17.9886 | 13.8637 | 14.3578 | 10.2157 | 8.884 | 10.3331 | 13.5126 | 11.8543 | 15.5161 | 9.9879 | 8.8655 | 9.4569 | 8.9104 | 8.7975 | 8.5295 | 8.7127 | 9.0365 | 8.8357 | 9.1033 | 9.247 | 10.2876 | 9.0805 | 9.0591 | 9.1349 | 9.2377 | 8.9685 | 8.9335 | 8.5281 | 9.0229 | 8.5498 | 8.5803 | 13.279 | 8.6636 | 8.7524 | 9.0362 | 8.6199 | 9.1427 | 9.134 | 8.7786 | 9.0471 | 8.9899 | 8.6427 | 8.8074 | 8.6098 | 9.487 | 9.2663 | 9.0655 | 9.0715 | 9.2987 | 8.9537 | 8.8071 | 8.8837 | 9.5925 | 8.974 | 8.9412 | 8.8646 | 8.6593 | 9.4706 | 9.5613 | 9.7917 | 8.9797 | 9.276 | 9.8377 | 18.3642 | 15.9963 | 16.8421 | 11.8889 | 9.0919 | 8.9348 | 8.8537 | 9.189
INFLOW | zTO MEAD |  | 11.0371 | 8.9212 | 13.2371 | 9.7342 | 14.1835 | 12.0164 | 11.7383 | 8.7599 | 8.8397 | 7.8738 | 8.044 | 7.7665 | 9.939 | 8.419 | 8.419 | 9.939 | 9.2061 | 9.939 | 8.582 | 9.089 | 9.089 | 9.089 | 9.089 | 9.089 | 8.8107 | 15.373 | 9.1729 | 14.8013 | 9.9603 | 10.5116 | 13.8054 | 9.4869 | 16.0192 | 9.3513 | 14.6616 | 18.6325 | 10.8593 | 9.4773 | 16.3554 | 18.0047 | 13.8788 | 14.3728 | 10.2307 | 8.884 | 10.3619 | 13.5287 | 11.8694 | 15.5311 | 10.0029 | 8.8655 | 9.4569 | 8.9104 | 8.7975 | 8.5295 | 8.7127 | 9.0365 | 8.8357 | 9.1033 | 9.247 | 10.2876 | 9.0805 | 9.0591 | 9.1349 | 9.2377 | 8.9685 | 8.9335 | 8.5281 | 9.0558 | 8.5498 | 8.5803 | 13.2816 | 8.6636 | 8.7524 | 9.0362 | 8.6199 | 9.1427 | 9.134 | 8.7786 | 9.0471 | 8.9899 | 8.6427 | 8.8074 | 8.6098 | 9.487 | 9.2663 | 9.0655 | 9.0715 | 9.2987 | 8.9537 | 8.8071 | 8.8837 | 9.5925 | 8.974 | 8.9412 | 8.8646 | 8.6593 | 9.4706 | 9.5613 | 9.7917 | 8.9797 | 9.276 | 9.8377 | 18.3644 | 15.9963 | 16.8421 | 11.8889 | 9.0919 | 8.9348 | 8.8537 | 9.189 | 9.528
INFLOW | zTO MEAD |  | 8.1311 | 10.7935 | 9.3141 | 16.2697 | 12.1097 | 11.7333 | 8.7537 | 8.8397 | 7.8738 | 8.044 | 7.7665 | 8.379 | 9.169 | 9.169 | 9.939 | 9.939 | 9.939 | 8.6466 | 8.9336 | 9.089 | 9.089 | 9.089 | 9.089 | 8.8107 | 13.9724 | 9.1729 | 14.7254 | 9.9705 | 10.5319 | 13.8234 | 9.4002 | 15.9431 | 9.3587 | 14.676 | 18.6474 | 10.8743 | 9.4773 | 16.3842 | 18.0208 | 13.8939 | 14.3878 | 10.2457 | 8.884 | 10.3907 | 13.5448 | 11.8845 | 15.5461 | 10.0179 | 8.8655 | 9.4569 | 8.9104 | 8.7975 | 8.5295 | 8.7127 | 9.0365 | 8.8357 | 9.1033 | 9.247 | 10.2876 | 9.0805 | 9.0591 | 9.1349 | 9.2377 | 8.9685 | 8.9335 | 8.5281 | 9.096 | 8.5498 | 8.5803 | 13.2848 | 8.6636 | 8.7524 | 9.0362 | 8.6199 | 9.1427 | 9.134 | 8.7786 | 9.0471 | 8.9899 | 8.6427 | 8.8074 | 8.6098 | 9.487 | 9.2663 | 9.0655 | 9.0715 | 9.2987 | 8.9537 | 8.8071 | 8.8837 | 9.5925 | 8.974 | 8.9412 | 8.8646 | 8.6593 | 9.4706 | 9.5613 | 9.7917 | 8.9797 | 9.276 | 9.8377 | 18.3647 | 15.9963 | 16.8421 | 11.8889 | 9.0919 | 8.9348 | 8.8537 | 9.189 | 9.528 | 10.2244
INFLOW | zTO MEAD |  | 12.3633 | 9.5487 | 14.3341 | 12.0329 | 11.7475 | 8.771 | 8.8397 | 7.8738 | 8.044 | 7.7665 | 9.899 | 8.379 | 8.419 | 9.939 | 9.939 | 9.939 | 8.6587 | 8.9403 | 9.169 | 9.089 | 9.089 | 9.089 | 8.8107 | 15.3734 | 9.1729 | 14.8697 | 9.9987 | 10.5506 | 13.8444 | 9.4182 | 15.7706 | 9.3585 | 14.6898 | 18.6623 | 10.8893 | 9.4773 | 16.413 | 18.0369 | 13.909 | 14.4028 | 10.2607 | 8.884 | 10.4165 | 13.5609 | 11.8996 | 15.5611 | 10.0329 | 8.8655 | 9.4569 | 8.9104 | 8.7975 | 8.5295 | 8.7127 | 9.0365 | 8.8357 | 9.1033 | 9.247 | 10.2876 | 9.0805 | 9.0591 | 9.1349 | 9.2377 | 8.9685 | 8.9335 | 8.5281 | 9.1425 | 8.5498 | 8.5803 | 13.2888 | 8.6636 | 8.7524 | 9.0362 | 8.6199 | 9.1427 | 9.134 | 8.7786 | 9.0471 | 8.9899 | 8.6427 | 8.8074 | 8.6098 | 9.487 | 9.2663 | 9.0655 | 9.0715 | 9.2987 | 8.9537 | 8.8071 | 8.8837 | 9.5925 | 8.974 | 8.9412 | 8.8646 | 8.6593 | 9.4706 | 9.5613 | 9.7917 | 8.9797 | 9.276 | 9.8377 | 18.365 | 15.9963 | 16.8421 | 11.8889 | 9.0919 | 8.9348 | 8.8537 | 9.189 | 9.528 | 10.2244 | 8.8812
INFLOW | zTO MEAD |  | 8.802 | 13.6006 | 12.4695 | 11.7616 | 8.7537 | 8.8397 | 7.8738 | 7.564 | 7.7665 | 9.129 | 9.129 | 8.4699 | 9.939 | 9.939 | 9.939 | 9.939 | 9.0282 | 9.169 | 9.169 | 9.089 | 9.089 | 8.8107 | 13.3034 | 9.1729 | 14.7416 | 10.0075 | 10.5676 | 13.8622 | 9.4391 | 15.5982 | 9.444 | 14.6277 | 18.6709 | 10.9038 | 9.4773 | 16.4418 | 18.053 | 13.9241 | 14.4178 | 10.2757 | 8.884 | 10.4453 | 13.5771 | 11.9147 | 15.5762 | 10.0479 | 8.8655 | 9.4569 | 8.9104 | 8.7975 | 8.5295 | 8.7127 | 9.0365 | 8.8357 | 9.1033 | 9.247 | 10.2876 | 9.0805 | 9.0591 | 9.1349 | 9.2377 | 8.9685 | 8.9335 | 8.5281 | 9.205 | 8.5498 | 8.5803 | 13.2938 | 8.6636 | 8.7524 | 9.0362 | 8.6199 | 9.1427 | 9.134 | 8.7786 | 9.0471 | 8.9899 | 8.6427 | 8.8074 | 8.6098 | 9.487 | 9.2663 | 9.0655 | 9.0715 | 9.2987 | 8.9537 | 8.8071 | 8.8837 | 9.5925 | 8.974 | 8.9412 | 8.8646 | 8.6593 | 9.4706 | 9.5613 | 9.7917 | 8.9797 | 9.276 | 9.8377 | 18.3654 | 15.9964 | 16.8421 | 11.8889 | 9.0919 | 8.9348 | 8.8537 | 9.189 | 9.528 | 10.2244 | 8.8812 | 9.7081
INFLOW | zTO MEAD |  | 12.5961 | 12.1459 | 11.7494 | 8.7537 | 8.8397 | 7.8738 | 7.564 | 7.7665 | 9.129 | 9.129 | 8.5202 | 9.899 | 9.939 | 9.939 | 9.939 | 9.939 | 8.419 | 9.169 | 9.939 | 9.089 | 8.8107 | 12.8819 | 9.1729 | 14.7424 | 10.024 | 10.5883 | 13.8801 | 9.457 | 15.4286 | 9.6342 | 14.4693 | 18.6718 | 10.9177 | 9.4773 | 16.4676 | 18.0691 | 13.9392 | 14.4328 | 10.2907 | 8.884 | 10.4741 | 13.5932 | 11.9297 | 15.5912 | 10.0629 | 8.8655 | 9.4569 | 8.9104 | 8.7975 | 8.5295 | 8.7127 | 9.0365 | 8.8357 | 9.1033 | 9.247 | 10.2876 | 9.0805 | 9.0591 | 9.1349 | 9.2377 | 8.9685 | 8.9335 | 8.5281 | 9.2772 | 8.5498 | 8.5803 | 13.2998 | 8.6636 | 8.7524 | 9.0362 | 8.6199 | 9.1427 | 9.134 | 8.7786 | 9.0471 | 8.9899 | 8.6427 | 8.8074 | 8.6098 | 9.487 | 9.2663 | 9.0655 | 9.0715 | 9.2987 | 8.9537 | 8.8071 | 8.8837 | 9.5925 | 8.974 | 8.9412 | 8.8646 | 8.6593 | 9.4706 | 9.5613 | 9.7917 | 8.9797 | 9.276 | 9.8377 | 18.3659 | 15.9964 | 16.8421 | 11.8889 | 9.0919 | 8.9348 | 8.8537 | 9.189 | 9.528 | 10.2244 | 8.8812 | 9.7081 | 8.8021
INFLOW | zTO MEAD |  | 9.4365 | 11.4965 | 8.7537 | 8.8397 | 7.3938 | 7.8348 | 7.7665 | 9.129 | 9.129 | 9.128 | 9.899 | 9.129 | 9.939 | 9.939 | 9.939 | 9.169 | 9.169 | 9.939 | 9.939 | 8.8107 | 11.6878 | 9.1729 | 14.7062 | 10.0404 | 10.6059 | 13.9009 | 9.4749 | 15.3572 | 9.7344 | 14.3034 | 18.6721 | 10.9315 | 9.4773 | 16.4963 | 18.0852 | 13.9543 | 14.4478 | 10.3057 | 8.884 | 10.5029 | 13.6093 | 11.9448 | 15.6062 | 10.0779 | 8.8655 | 9.4569 | 8.9104 | 8.7975 | 8.5295 | 8.7127 | 9.0365 | 8.8357 | 9.1033 | 9.247 | 10.2876 | 9.0805 | 9.0591 | 9.1349 | 9.2377 | 8.9685 | 8.9335 | 8.5281 | 9.3608 | 8.5498 | 8.5803 | 13.3065 | 8.6636 | 8.7524 | 9.0362 | 8.6199 | 9.1427 | 9.134 | 8.7786 | 9.0471 | 8.9899 | 8.6427 | 8.8074 | 8.6098 | 9.487 | 9.2663 | 9.0655 | 9.0715 | 9.2987 | 8.9537 | 8.8071 | 8.8837 | 9.5925 | 8.974 | 8.9412 | 8.8646 | 8.6593 | 9.4706 | 9.5613 | 9.7917 | 8.9797 | 9.276 | 9.8377 | 18.3642 | 15.9963 | 16.8421 | 11.8889 | 9.0919 | 8.9348 | 8.8537 | 9.189 | 9.528 | 10.2244 | 8.8812 | 9.7081 | 8.8021 | 9.3076
INFLOW | zTO MEAD |  | 8.8751 | 8.7537 | 9.6097 | 7.3938 | 7.564 | 7.7665 | 9.129 | 9.129 | 8.5019 | 9.129 | 9.129 | 9.899 | 9.939 | 9.939 | 9.169 | 9.169 | 9.939 | 9.939 | 9.6607 | 11.3314 | 9.1729 | 14.7361 | 10.0591 | 10.6239 | 13.9189 | 9.4958 | 15.1601 | 9.9472 | 14.1467 | 18.6731 | 10.9454 | 9.4773 | 16.525 | 18.1013 | 13.9693 | 14.4628 | 10.3207 | 8.884 | 10.5317 | 13.6254 | 11.9599 | 15.6212 | 10.0929 | 8.8655 | 9.4569 | 8.9104 | 8.7975 | 8.5295 | 8.7127 | 9.0365 | 8.8357 | 9.1033 | 9.247 | 10.2876 | 9.0805 | 9.0591 | 9.1349 | 9.2377 | 8.9685 | 8.9335 | 8.5281 | 9.4569 | 8.5498 | 8.5803 | 13.3144 | 8.6636 | 8.7524 | 9.0362 | 8.6199 | 9.1427 | 9.134 | 8.7786 | 9.0471 | 8.9899 | 8.6427 | 8.8074 | 8.6098 | 9.487 | 9.2663 | 9.0655 | 9.0715 | 9.2987 | 8.9537 | 8.8071 | 8.8837 | 9.5925 | 8.974 | 8.9412 | 8.8646 | 8.6593 | 9.4706 | 9.5613 | 9.7917 | 8.9797 | 9.276 | 9.8377 | 18.3648 | 15.9963 | 16.8421 | 11.8889 | 9.0919 | 8.9348 | 8.8537 | 9.189 | 9.528 | 10.2244 | 8.8812 | 9.7081 | 8.8021 | 9.3076 | 11.8562
INFLOW | zTO MEAD |  | 8.7136 | 8.0897 | 7.3938 | 7.564 | 7.7665 | 9.3572 | 9.1041 | 7.899 | 9.129 | 9.129 | 9.899 | 9.899 | 9.939 | 8.7717 | 9.169 | 9.939 | 9.939 | 9.6607 | 11.681 | 9.1729 | 14.4893 | 10.0793 | 10.6449 | 13.9368 | 9.5137 | 15.0794 | 10.0193 | 14.0178 | 18.6794 | 10.9594 | 9.4773 | 16.5537 | 18.1174 | 13.9844 | 14.4778 | 10.3357 | 8.884 | 10.5605 | 13.6415 | 11.975 | 15.6362 | 10.1079 | 8.8655 | 9.4569 | 8.9104 | 8.7975 | 8.5295 | 8.7127 | 9.0365 | 8.8357 | 9.1033 | 9.247 | 10.2876 | 9.0805 | 9.0591 | 9.1349 | 9.2377 | 8.9685 | 8.9335 | 8.5281 | 9.561 | 8.5498 | 8.5803 | 13.323 | 8.6636 | 8.7524 | 9.0362 | 8.6199 | 9.1427 | 9.134 | 8.7786 | 9.0471 | 8.9899 | 8.6427 | 8.8074 | 8.6098 | 9.487 | 9.2663 | 9.0655 | 9.0715 | 9.2987 | 8.9537 | 8.8071 | 8.8837 | 9.5925 | 8.974 | 8.9412 | 8.8646 | 8.6593 | 9.4706 | 9.5613 | 9.7917 | 8.9797 | 9.276 | 9.8377 | 18.3655 | 15.9964 | 16.8421 | 11.8889 | 9.0919 | 8.9348 | 8.8537 | 9.189 | 9.528 | 10.2244 | 8.8812 | 9.7081 | 8.8021 | 9.3076 | 11.8562 | 11.153
INFLOW | zTO MEAD |  | 8.7997 | 7.3938 | 7.564 | 7.7665 | 9.129 | 9.6713 | 7.9182 | 9.129 | 9.129 | 9.899 | 9.899 | 9.899 | 9.169 | 9.169 | 9.939 | 9.939 | 9.6607 | 12.2018 | 8.0229 | 15.5732 | 10.1841 | 10.6936 | 13.9601 | 9.5318 | 14.8312 | 10.0141 | 14.103 | 18.697 | 10.9749 | 9.4773 | 16.5826 | 18.1335 | 13.9995 | 14.4928 | 10.3507 | 8.884 | 10.5893 | 13.6576 | 11.9901 | 15.6512 | 10.1229 | 8.8655 | 9.4569 | 8.9104 | 8.7975 | 8.5295 | 8.7127 | 9.0365 | 8.8357 | 9.1033 | 9.247 | 10.2876 | 9.0805 | 9.0591 | 9.1349 | 9.2377 | 8.9685 | 8.9335 | 8.5281 | 9.6779 | 8.5498 | 8.5803 | 13.3326 | 8.6636 | 8.7524 | 9.0362 | 8.6199 | 9.1427 | 9.134 | 8.7786 | 9.0471 | 8.9899 | 8.6427 | 8.8074 | 8.6098 | 9.487 | 9.2663 | 9.0655 | 9.0715 | 9.2987 | 8.9537 | 8.8071 | 8.8837 | 9.5925 | 8.974 | 8.9412 | 8.8646 | 8.6593 | 9.4706 | 9.5613 | 9.7917 | 8.9797 | 9.276 | 9.8377 | 18.3663 | 15.9964 | 16.8421 | 11.8889 | 9.0919 | 8.9348 | 8.8537 | 9.189 | 9.528 | 10.2244 | 8.8812 | 9.7081 | 8.8021 | 9.3076 | 11.8562 | 11.153 | 8.7137
INFLOW | zTO MEAD |  | 7.3537 | 7.564 | 7.7665 | 9.129 | 9.129 | 8.9296 | 9.899 | 9.129 | 9.899 | 9.899 | 9.899 | 9.129 | 9.169 | 9.939 | 9.939 | 9.6607 | 12.9681 | 8.0229 | 15.9646 | 9.9176 | 10.6883 | 14 | 9.5544 | 14.5689 | 9.7914 | 14.3983 | 18.7349 | 10.9917 | 9.4773 | 16.6115 | 18.1466 | 14.0146 | 14.5078 | 10.3657 | 8.884 | 10.6181 | 13.6737 | 12.0052 | 15.6662 | 10.1379 | 8.8655 | 9.4569 | 8.9104 | 8.7975 | 8.5295 | 8.7127 | 9.0365 | 8.8357 | 9.1033 | 9.247 | 10.2876 | 9.0805 | 9.0591 | 9.1349 | 9.2377 | 8.9685 | 8.9335 | 8.5281 | 9.8126 | 8.5498 | 8.5803 | 13.3436 | 8.6636 | 8.7524 | 9.0362 | 8.6199 | 9.1427 | 9.134 | 8.7786 | 9.0471 | 8.9899 | 8.6427 | 8.8074 | 8.6098 | 9.487 | 9.2663 | 9.0655 | 9.0715 | 9.2987 | 8.9537 | 8.8071 | 8.8837 | 9.5925 | 8.974 | 8.9412 | 8.8646 | 8.6593 | 9.4706 | 9.5613 | 9.7917 | 8.9797 | 9.276 | 9.8377 | 18.3671 | 15.9965 | 16.8421 | 11.8889 | 9.0919 | 8.9348 | 8.8537 | 9.189 | 9.528 | 10.2244 | 8.8812 | 9.7081 | 8.8021 | 9.3076 | 11.8562 | 11.153 | 8.7137 | 8.7997
INFLOW | zTO MEAD |  | 8.0039 | 8.2465 | 9.899 | 9.899 | 8.379 | 9.899 | 9.899 | 9.899 | 9.899 | 9.899 | 8.379 | 9.899 | 9.939 | 9.939 | 9.6607 | 14.4841 | 9.2529 | 15.2716 | 10.1744 | 10.4134 | 12.9754 | 10.148 | 14.8008 | 9.3924 | 14.8027 | 18.7818 | 11.0093 | 9.4773 | 16.6405 | 18.1627 | 14.0297 | 14.5228 | 10.3807 | 8.884 | 10.6469 | 13.6898 | 12.0203 | 15.6812 | 10.1529 | 8.8655 | 9.4569 | 8.9104 | 8.7975 | 8.5295 | 8.7127 | 9.0365 | 8.8357 | 9.1033 | 9.247 | 10.2876 | 9.0805 | 9.0591 | 9.1349 | 9.2377 | 8.9685 | 8.9335 | 8.5281 | 9.9524 | 8.5498 | 8.5803 | 13.355 | 8.6636 | 8.7524 | 9.0362 | 8.6199 | 9.1427 | 9.134 | 8.7786 | 9.0471 | 8.9899 | 8.6427 | 8.8074 | 8.6098 | 9.487 | 9.2663 | 9.0655 | 9.0715 | 9.2987 | 8.9537 | 8.8071 | 8.8837 | 9.5925 | 8.974 | 8.9412 | 8.8646 | 8.6593 | 9.4706 | 9.5613 | 9.7917 | 8.9797 | 9.276 | 9.8377 | 18.3681 | 15.9966 | 16.8421 | 11.8889 | 9.0919 | 8.9348 | 8.8537 | 9.189 | 9.528 | 10.2244 | 8.8812 | 9.7081 | 8.8021 | 9.3076 | 11.8562 | 11.153 | 8.7137 | 8.7997 | 8.5838
INFLOW | zTO MEAD |  | 8.2064 | 9.129 | 9.899 | 8.379 | 9.899 | 9.899 | 9.899 | 9.899 | 9.899 | 9.899 | 9.899 | 9.899 | 9.939 | 9.6607 | 15.5184 | 9.2529 | 15.2676 | 10.196 | 10.4155 | 12.3846 | 10.1305 | 15.2161 | 9.4402 | 14.8203 | 18.797 | 11.0243 | 9.4773 | 16.6693 | 18.1789 | 14.0448 | 14.5378 | 10.3957 | 8.884 | 10.6757 | 13.7059 | 12.0354 | 15.6962 | 10.1679 | 8.8655 | 9.4569 | 8.9104 | 8.7975 | 8.5295 | 8.7127 | 9.0365 | 8.8357 | 9.1033 | 9.247 | 10.2876 | 9.0805 | 9.0591 | 9.1349 | 9.2377 | 8.9685 | 8.9335 | 8.5281 | 10.1059 | 8.5498 | 8.5803 | 13.3675 | 8.6636 | 8.7524 | 9.0362 | 8.6199 | 9.1427 | 9.134 | 8.7786 | 9.0471 | 8.9899 | 8.6427 | 8.8074 | 8.6098 | 9.487 | 9.2663 | 9.0655 | 9.0715 | 9.2987 | 8.9537 | 8.8071 | 8.8837 | 9.5925 | 8.974 | 8.9412 | 8.8646 | 8.6593 | 9.4706 | 9.5613 | 9.7917 | 8.9797 | 9.276 | 9.8377 | 18.3675 | 15.9965 | 16.8421 | 11.8889 | 9.0919 | 8.9348 | 8.8537 | 9.189 | 9.528 | 10.2244 | 8.8812 | 9.7081 | 8.8021 | 9.3076 | 11.8562 | 11.153 | 8.7137 | 8.7997 | 8.5838 | 8.754
INFLOW | zTO MEAD |  | 9.0889 | 9.129 | 9.899 | 9.899 | 9.899 | 9.8292 | 9.899 | 9.899 | 9.899 | 9.899 | 9.899 | 9.899 | 10.6276 | 16.1705 | 9.2529 | 14.9678 | 10.1118 | 10.2269 | 12.5747 | 9.999 | 15.858 | 9.5033 | 14.8394 | 18.8123 | 11.0393 | 9.4773 | 16.6981 | 18.195 | 14.0599 | 14.5529 | 10.4107 | 8.884 | 10.7015 | 13.722 | 12.0504 | 15.7112 | 10.1829 | 8.8655 | 9.4569 | 8.9104 | 8.7975 | 8.5295 | 8.7127 | 9.0365 | 8.8357 | 9.1033 | 9.247 | 10.2876 | 9.0805 | 9.0591 | 9.1349 | 9.2377 | 8.9685 | 8.9335 | 8.5281 | 10.2715 | 8.5498 | 8.5803 | 13.381 | 8.6636 | 8.7524 | 9.0362 | 8.6199 | 9.1427 | 9.134 | 8.7786 | 9.0471 | 8.9899 | 8.6427 | 8.8074 | 8.6098 | 9.487 | 9.2663 | 9.0655 | 9.0715 | 9.2987 | 8.9537 | 8.8071 | 8.8837 | 9.5925 | 8.974 | 8.9412 | 8.8646 | 8.6593 | 9.4706 | 9.5613 | 9.7917 | 8.9797 | 9.276 | 9.8377 | 18.3685 | 15.9966 | 16.8421 | 11.8889 | 9.0919 | 8.9348 | 8.8537 | 9.189 | 9.528 | 10.2244 | 8.8812 | 9.7081 | 8.8021 | 9.3076 | 11.8562 | 11.153 | 8.7137 | 8.7997 | 8.5838 | 8.754 | 8.9565
INFLOW | zTO MEAD |  | 9.0889 | 8.379 | 9.899 | 9.899 | 9.899 | 9.899 | 9.899 | 9.899 | 9.899 | 9.899 | 9.899 | 9.4433 | 16.2303 | 9.2529 | 15.1126 | 10.123 | 10.2299 | 12.5794 | 10.1879 | 15.3779 | 9.4809 | 14.8512 | 18.827 | 11.0543 | 9.4773 | 16.7269 | 18.2111 | 14.075 | 14.5679 | 10.4257 | 8.884 | 10.7303 | 13.7381 | 12.0655 | 15.7262 | 10.1979 | 8.8655 | 9.4569 | 8.9104 | 8.7975 | 8.5295 | 8.7127 | 9.0365 | 8.8357 | 9.1033 | 9.247 | 10.2876 | 9.0805 | 9.0591 | 9.1349 | 9.2377 | 8.9685 | 8.9335 | 8.5281 | 10.4484 | 8.5498 | 8.5803 | 13.3927 | 8.6636 | 8.7524 | 9.0362 | 8.6199 | 9.1427 | 9.134 | 8.7786 | 9.0471 | 8.9899 | 8.6427 | 8.8074 | 8.6098 | 9.487 | 9.2663 | 9.0655 | 9.0715 | 9.2987 | 8.9537 | 8.8071 | 8.8837 | 9.5925 | 8.974 | 8.9412 | 8.8646 | 8.6593 | 9.4706 | 9.5613 | 9.7917 | 8.9797 | 9.276 | 9.8377 | 18.3695 | 15.9967 | 16.8421 | 11.8889 | 9.0919 | 8.9348 | 8.8537 | 9.189 | 9.528 | 10.2244 | 8.8812 | 9.7081 | 8.8021 | 9.3076 | 11.8562 | 11.153 | 8.7137 | 8.7997 | 8.5838 | 8.754 | 8.9565 | 9.089

## DataDump BSA2
RESULTS AVERAGED OVER ALL BSA ISM RUNS | [154 empty] | USBR CRSS RESULTS, from DEIS
FCY | NAT FLOW | [5 empty] | 10 YEAR NATURAL | [5 empty] | UB DEMAND | UB USE | [5 empty] | INFLOW TO LP | [5 empty] | POWELL STORAGE | [9 empty] | POWELL ELEVATION | [5 empty] | POWELL EVAP | [5 empty] | GC RELEASE | [5 empty] | 10 YEAR GC RELEASE | [5 empty] | MEAD STORAGE | [9 empty] | MEAD ELEVATION | [5 empty] | MEAD EVAP | [5 empty] | MEAD RELEASE | [5 empty] | < 1025' (%) | < 1050' (%) | < 1075' (%) | MEAD LVL 1 SHT | [7 empty] | MEAD LVL 2 SHT | [7 empty] | UB SHORTAGE | [8 empty] | LB SHORTAGE | [8 empty] | LB SURPLUS | [8 empty] | GC GEN (GWh/yr) | [6 empty] | MEAD GEN (GWh/yr) | [6 empty] | Total Gen. | Mead In (MAF/yr) |  |  |  |  | FEET | 15.03 - Powell W/O CONS. |  |  | 15.03 - Mead W/O CONS. |  |  | 15.03 - Powell from CRSS Output BSA |  |  | 15.03 - Mead from CRSS Output BSA |  |  | Paleo - Powell W/O CONS. |  |  | Paleo - Mead W/O CONS.
| avg | median | 10th | 25th | 75th | 90th | avg | median | 10th | 25th | 75th | 90th | avg | avg | median | 10th | 25th | 75th | 90th | avg | median | 10th | 25th | 75th | 90th | avg | median | 10th | 25th | 75th | 90th | % > 20 | % > 22 | % > 24 | % > 26 | avg | median | 10th | 25th | 75th | 90th | avg | median | 10th | 25th | 75th | 90th | avg | median | 10th | 25th | 75th | 90th | avg | median | 10th | 25th | 75th | 90th | avg | median | 10th | 25th | 75th | 90th | % > 20 | % > 22 | % > 24 | % > 26 | avg | median | 10th | 25th | 75th | 90th | avg | median | 10th | 25th | 75th | 90th | avg | median | 10th | 25th | 75th | 90th | % | % | % | avg | median | 10th | 25th | 75th | 90th | % occurs | shrt/occur | avg | median | 10th | 25th | 75th | 90th | % occur. | avg/shtg | avg | median | 10th | 25th | 75th | 90th | max | % occur. | avg/shtg | avg | median | 10th | 25th | 75th | 90th | max | % occur. | avg/shtg | avg | median | 10th | 25th | 75th | 90th | max | % occur. | avg/srpls | avg | median | 10th | 25th | 75th | 90th | % yrs gen. | avg | median | 10th | 25th | 75th | 90th | % no gen. | avg Hvr + acg GC | avg | [5 empty] | 10% | 50% | 90% | 10% | 50% | 90% | 10% | 50% | 90% | 10% | 50% | 90% | 10% | 50% | 90% | 10% | 50% | 90%
2007 | [25 empty] | 15.1352 | 15.1352 | 15.1352 | 15.1352 | 15.1352 | 15.1352 |  |  |  |  | 3615 | 3615 | 3615 | 3615 | 3615 | 3615 | [28 empty] | 1117 | 1117 | 1117 | 1117 | 1117 | 1117 | [6 empty] | 9.7112 | [69 empty] | 90% from DEIS #s | 90% Pwl from CRSS Output cd | 2007 | 3615 | 3615 | 3615 | 1117 | 1117 | 1117 | 3615 | 3615 | 3615 | 1117 | 1117 | 1117 | 3615 | 3615 | 3615 | 1117 | 1117 | 1117
2008 | 16.6133 | 16.6151 | 10.8911 | 13.4337 | 19.8919 | 22.5005 | [6 empty] | 4.65 | 4.611 | 4.65 | 4.4862 | 4.605 | 4.65 | 4.65 | 10.6742 | 10.5176 | 5.5019 | 7.641 | 13.4693 | 16.4548 | 14.5428 | 14.9402 | 11.0158 | 12.2938 | 17.0902 | 17.0902 | 0 | 0 | 0 | 0 | 3607.036 | 3613 | 3570 | 3585 | 3633 | 3633 | 0.36802 | 0.36802 | 0.36802 | 0.36802 | 0.36802 | 0.36802 | 8.8185 | 8.23 | 7.48 | 8.23 | 8.8448 | 11.8303 | [6 empty] | 14.3419 | 13.761 | 12.8998 | 13.3766 | 14.6993 | 17.1082 | 0 | 0 | 0 | 0 | 1107.7568 | 1102 | 1092 | 1098 | 1112.5 | 1136 | 0.6171 | 0.6171 | 0.6171 | 0.6171 | 0.6171 | 0.6171 | 9.548 | 9.5499 | 9.2432 | 9.4181 | 9.6798 | 9.8611 | 0 | 0 | 0 | [16 empty] | 0 | 0 | 0 | 0 | 0 | 0 | 0 | 0% | 0 | 0 | 0 | 0 | 0 | 0 | 0 | 0 | 0% | 0 | 0 | 0 | 0 | 0 | 0 | 0 | 0 | 0% | 0 | 3719.4144 | 3482.1165 | 3018.1467 | 3377.0526 | 382291% | 5113.2818 | 100% | 3898.8041 | 3875.5604 | 3776.246 | 3835.0825 | 396522% | 4047.7872 | 100% | 7618.2186 | 9.6798 | 8.1847 | 12.583 | 3655.484 | 3648.456 | 2008 | 3608.764 | 3636.75 | 3655.484 | 1101.714 | 1107.94 | 1146.094 | 3591.654 | 3628.81 | 3646.736 | 1103.194 | 1110.45 | 1149.034 | 3602.383 | 3637.095 | 3653.077 | 1101.6 | 1108.92 | 1143.793
2009 | 16.4133 | 16.4151 | 10.6911 | 13.2337 | 19.6919 | 22.3005 | [6 empty] | 4.665 | 4.6227 | 4.665 | 4.4912 | 4.61 | 4.665 | 4.665 | 10.4725 | 10.3126 | 5.3069 | 7.446 | 13.2643 | 16.2498 | 15.3497 | 16.2739 | 10.0502 | 13.4151 | 17.6298 | 18.1502 | 0.045455 | 0.0090909 | 0 | 0 | 3613.4595 | 3625 | 3557 | 3597 | 3637 | 3642 | 0.39542 | 0.40477 | 0.31998 | 0.34878 | 0.45057 | 0.45057 | 9.2 | 8.23 | 7.48 | 8.23 | 9.9389 | 12.2698 | [6 empty] | 14.2617 | 12.926 | 11.247 | 12.0696 | 16.2248 | 18.9069 | 0.063636 | 0.027273 | 0 | 0 | 1105.2973 | 1093 | 1073 | 1082.5 | 1128 | 1153 | 0.60357 | 0.58664 | 0.56169 | 0.57659 | 0.61329 | 0.67724 | 9.5795 | 9.5613 | 9.2629 | 9.4506 | 9.738 | 9.8824 | 0 | 0.009009 | 0.11712 | [16 empty] | 0 | 0 | 0 | 0 | 0 | 0 | 0 | 0% | 0 | 0 | 0 | 0 | 0 | 0 | 0 | 0 | 0% | 0 | 0.031532 | 0 | 0 | 0 | 0 | 0 | 0.5 | 6.306% | 0.5 | 3978.7553 | 3643.4646 | 2912.4264 | 3378.9288 | 442281% | 5377.9832 | 100% | 3876.557 | 3805.021 | 3641.8127 | 3713.2372 | 398397% | 4215.8983 | 100% | 7855.3122 | 10.1013 | 8.1555 | 13.6159 | 3663.348 | 3652.51 | 2009 | 3588.33 | 3642.82 | 3663.348 | 1087.566 | 1110.2 | 1159.884 | 3569.592 | 3633.34 | 3652.154 | 1090.184 | 1117.76 | 1161.682 | 3583.931 | 3640.33 | 3665.627 | 1088.546 | 1107.595 | 1156.753
2010 | 16.3133 | 16.3151 | 10.5911 | 13.1337 | 19.5919 | 22.2005 | [6 empty] | 4.68 | 4.636 | 4.68 | 4.5012 | 4.62 | 4.68 | 4.68 | 10.3642 | 10.2026 | 5.2019 | 7.341 | 13.1543 | 16.1398 | 15.6609 | 16.0742 | 9.9598 | 13.5094 | 18.0893 | 19.2006 | 0.081818 | 0.036364 | 0 | 0 | 3615.5495 | 3623 | 3556 | 3598 | 3641 | 3651 | 0.41141 | 0.43137 | 0.2956 | 0.37186 | 0.46018 | 0.47246 | 9.6145 | 9 | 7.48 | 8.23 | 10.5584 | 12.9891 | [6 empty] | 14.5426 | 12.783 | 9.9365 | 11.732 | 17.6589 | 20.4197 | 0.12727 | 0.063636 | 0 | 0.0090909 | 1106.5045 | 1091 | 1055 | 1078.5 | 1141.5 | 1166 | 0.60387 | 0.56418 | 0.51837 | 0.54008 | 0.65478 | 0.74261 | 9.6253 | 9.5507 | 9.171 | 9.4181 | 9.7658 | 9.9847 | 0.009009 | 0.054054 | 0.11712 | [16 empty] | 0 | 0 | 0 | 0 | 0 | 0 | 0 | 0% | 0 | 0.05045 | 0 | 0 | 0 | 0 | 0.4 | 0.4 | 12.61% | 0.4 | 0.12777 | 0 | 0 | 0 | 0 | 0.5 | 3.796 | 15.32% | 0.83428 | 4203.6509 | 3863.7794 | 3018.1467 | 3598.3597 | 486451% | 5874.7145 | 100% | 3840.5143 | 3767.2908 | 3353.4374 | 3646.4492 | 404013% | 4398.4592 | 98.2% | 8044.1652 | 10.5158 | 8.0974 | 13.976 | 3671.15 | 3665.022 | 2010 | 3570.472 | 3644.55 | 3671.15 | 1077.46 | 1112.73 | 1167.318 | 3564.592 | 3635.71 | 3666.568 | 1073.72 | 1123.05 | 1170.758 | 3568.458 | 3640.86 | 3671.589 | 1075.097 | 1110.39 | 1167.502
2011 | 16.3133 | 16.3151 | 10.5911 | 13.1337 | 19.5919 | 22.2005 | [6 empty] | 4.695 | 4.651 | 4.695 | 4.5162 | 4.635 | 4.695 | 4.695 | 10.3492 | 10.1876 | 5.1869 | 7.326 | 13.1393 | 16.1248 | 15.9619 | 17.0152 | 10.1003 | 13.0999 | 18.2441 | 20.3485 | 0.13636 | 0.063636 | 0 | 0 | 3617.6577 | 3632 | 3558 | 3594 | 3642 | 3663 | 0.41768 | 0.42657 | 0.29386 | 0.37379 | 0.46992 | 0.49535 | 9.6043 | 9 | 7.48 | 8.23 | 10.4165 | 13.1607 | [6 empty] | 14.7241 | 12.96 | 9.0419 | 11.3572 | 18.1899 | 21.7444 | 0.19091 | 0.1 | 0 | 0.027273 | 1106.7027 | 1093 | 1043 | 1074 | 1146.5 | 1176 | 0.61323 | 0.55921 | 0.47584 | 0.53107 | 0.69471 | 0.79817 | 9.7072 | 9.5868 | 9.0812 | 9.328 | 9.8412 | 10.0628 | 0.036036 | 0.099099 | 0.12613 | [16 empty] | 0 | 0 | 0 | 0 | 0 | 0 | 0 | 0% | 0 | 0.079279 | 0 | 0 | 0 | 0 | 0.4 | 0.6 | 18.02% | 0.44 | 0.23853 | 0 | 0 | 0 | 0 | 0.5 | 6.8014 | 23.42% | 1.0183 | 4183.515 | 3828.4205 | 2949.94 | 3568.4189 | 477246% | 6078.33 | 98.2% | 3610.8223 | 3763.5476 | 0 | 3599.879 | 424661% | 4622.8828 | 89.19% | 7794.3373 | 10.5056 | 8.2799 | 14.1061 | 3684.846 | 3674.22 | 2011 | 3576.908 | 3648 | 3684.846 | 1071.012 | 1111.05 | 1178.66 | 3566.312 | 3637.05 | 3674.464 | 1068.03 | 1121.97 | 1180.014 | 3549.521 | 3641.455 | 3680.863 | 1069.72 | 1112.225 | 1175.356
2012 | 16.3133 | 16.3151 | 10.5911 | 13.1337 | 19.5919 | 22.2005 | [6 empty] | 4.71 | 4.666 | 4.71 | 4.5312 | 4.65 | 4.71 | 4.71 | 10.3342 | 10.1726 | 5.1719 | 7.311 | 13.1243 | 16.1098 | 16.2242 | 16.7831 | 9.6051 | 13.0165 | 19.0304 | 21.0374 | 0.20909 | 0.10909 | 0 | 0 | 3619.4595 | 3630 | 3551 | 3593 | 3648.5 | 3675 | 0.42386 | 0.44817 | 0.29733 | 0.36609 | 0.47246 | 0.52699 | 9.6252 | 9 | 7.48 | 8.23 | 10.2705 | 13.1445 | [6 empty] | 14.96 | 12.4589 | 8.7954 | 11.0479 | 19.9043 | 24.2196 | 0.25455 | 0.13636 | 0 | 0.036364 | 1107.7658 | 1087 | 1039 | 1070 | 1161.5 | 1194 | 0.61927 | 0.56418 | 0.44585 | 0.52068 | 0.71554 | 0.84217 | 9.6666 | 9.5505 | 9.0729 | 9.2339 | 9.8242 | 10.2133 | 0.054054 | 0.081081 | 0.16216 | [16 empty] | 0 | 0 | 0 | 0 | 0 | 0 | 0 | 0% | 0 | 0.13256 | 0 | 0 | 0 | 0.4 | 0.5 | 1.8109 | 26.13% | 0.5074 | 0.25117 | 0 | 0 | 0 | 0.5 | 0.5 | 6.8182 | 26.13% | 0.96136 | 4207.5644 | 3844.8339 | 3011.3261 | 3611.5702 | 478536% | 6115.8231 | 98.2% | 3530.8526 | 3757.0934 | 0 | 3432.5348 | 440985% | 4699.5282 | 86.49% | 7738.417 | 10.5265 | 8.379 | 14.0605 | 3693.778 | 3684.02 | 2012 | 3571.44 | 3646.03 | 3693.778 | 1064.854 | 1107.75 | 1193.704 | 3563.956 | 3636.81 | 3684.13 | 1061.816 | 1121.54 | 1196.14 | 3537.069 | 3642.13 | 3686.044 | 1063.643 | 1110.875 | 1180.823
2013 | 16.3133 | 16.3151 | 10.5911 | 13.1337 | 19.5919 | 22.2005 | [6 empty] | 4.725 | 4.681 | 4.725 | 4.5462 | 4.665 | 4.725 | 4.725 | 10.3192 | 10.1576 | 5.1569 | 7.296 | 13.1093 | 16.0948 | 16.378 | 16.7743 | 9.8744 | 12.3946 | 19.6448 | 22.4423 | 0.22727 | 0.12727 | 0 | 0 | 3620.6306 | 3630 | 3555 | 3586 | 3653.5 | 3679 | 0.42904 | 0.44337 | 0.28518 | 0.36417 | 0.48899 | 0.56202 | 9.7229 | 9 | 7.48 | 8.23 | 10.0588 | 13.0524 | [6 empty] | 15.1648 | 12.3863 | 8.9254 | 11.0378 | 20.4048 | 24.4811 | 0.28182 | 0.19091 | 0 | 0.063636 | 1108.9099 | 1086 | 1041 | 1070 | 1165.5 | 1196 | 0.62776 | 0.55007 | 0.43631 | 0.51144 | 0.77837 | 0.91831 | 9.7875 | 9.5693 | 8.9499 | 9.2558 | 9.9549 | 10.3161 | 0.063063 | 0.081081 | 0.1982 | [16 empty] | 0 | 0 | 0 | 0 | 0 | 0 | 0 | 0% | 0 | 0.14829 | 0 | 0 | 0 | 0.4 | 0.5 | 1.8607 | 29.73% | 0.49881 | 0.38778 | 0 | 0 | 0 | 0.5 | 0.5 | 6.527 | 31.53% | 1.2298 | 4264.4554 | 3865.3506 | 3018.1467 | 3614.422 | 474887% | 6185.105 | 98.2% | 3554.1324 | 3751.071 | 0 | 3401.2353 | 452026% | 4843.8884 | 84.68% | 7818.5878 | 10.6242 | 8.479 | 14.078 | 3696.746 | 3684.014 | 2013 | 3569.772 | 3648.59 | 3696.746 | 1061.552 | 1110.03 | 1196.394 | 3564.834 | 3639.51 | 3684.014 | 1061.39 | 1113.9 | 1195.758 | 3536.84 | 3642.835 | 3687.856 | 1057.403 | 1109.02 | 1185.024
2014 | 16.3133 | 16.3151 | 10.5911 | 13.1337 | 19.5919 | 22.2005 | [6 empty] | 4.74 | 4.696 | 4.74 | 4.5612 | 4.68 | 4.74 | 4.74 | 10.3042 | 10.1426 | 5.1419 | 7.281 | 13.0943 | 16.0798 | 16.5242 | 16.8848 | 10.1116 | 12.3841 | 20.4824 | 23.0392 | 0.26364 | 0.16364 | 0 | 0 | 3621.9099 | 3631 | 3558 | 3586 | 3660 | 3682 | 0.43249 | 0.44337 | 0.29212 | 0.3507 | 0.5017 | 0.5737 | 9.7128 | 9 | 7.48 | 8.23 | 10.1203 | 13.1163 | [6 empty] | 15.2994 | 12.2657 | 8.692 | 10.8849 | 21.1774 | 24.8529 | 0.28182 | 0.22727 | 0 | 0.072727 | 1109.7207 | 1085 | 1038 | 1068 | 1172 | 1199 | 0.63468 | 0.54785 | 0.44085 | 0.51144 | 0.79597 | 0.92614 | 9.842 | 9.5653 | 8.941 | 9.1721 | 9.9804 | 10.3824 | 0.081081 | 0.054054 | 0.21622 | [16 empty] | 0 | 0 | 0 | 0 | 0 | 0 | 0 | 0% | 0 | 0.17822 | 0 | 0 | 0 | 0.4 | 0.5 | 1.6712 | 34.23% | 0.5206 | 0.47227 | 0 | 0 | 0 | 0.5 | 0.5 | 6.7749 | 33.33% | 1.4168 | 4316.4386 | 3861.2473 | 3018.1467 | 3610.9433 | 470816% | 6392.3916 | 100% | 3684.5998 | 3703.6475 | 0 | 3372.7597 | 464802% | 4913.8521 | 87.39% | 8001.0384 | 10.614 | 8.3262 | 14.0617 | 3697.518 | 3684.12 | 2014 | 3572.938 | 3650.67 | 3697.518 | 1059.198 | 1103.07 | 1200.508 | 3566.104 | 3640.04 | 3684.12 | 1051.544 | 1114.33 | 1202.206 | 3535.837 | 3642.305 | 3691.301 | 1052.655 | 1105.56 | 1188.237
2015 | 16.3133 | 16.3151 | 10.5911 | 13.1337 | 19.5919 | 22.2005 | [6 empty] | 4.755 | 4.711 | 4.755 | 4.5762 | 4.695 | 4.755 | 4.755 | 10.2892 | 10.1276 | 5.1269 | 7.266 | 13.0793 | 16.0648 | 16.7113 | 16.8556 | 10.5622 | 12.5684 | 19.9281 | 23.5988 | 0.25455 | 0.22727 | 0 | 0 | 3623.7297 | 3630 | 3564 | 3587.5 | 3656 | 3683 | 0.43564 | 0.44577 | 0.29733 | 0.3507 | 0.51842 | 0.58261 | 9.6502 | 9 | 7.48 | 8.23 | 10.1392 | 13.1906 | [6 empty] | 15.3514 | 12.6018 | 8.9212 | 10.5546 | 21.6753 | 24.8528 | 0.29091 | 0.24545 | 0 | 0.081818 | 1109.8468 | 1089 | 1041 | 1064 | 1175.5 | 1199 | 0.6389 | 0.54563 | 0.43427 | 0.50682 | 0.82457 | 0.93789 | 9.8594 | 9.5499 | 8.9499 | 9.1932 | 10 | 10.4828 | 0.072072 | 0.10811 | 0.1982 | [16 empty] | 0 | 0 | 0 | 0 | 0 | 0 | 0 | 0% | 0 | 0.18008 | 0 | 0 | 0 | 0.4 | 0.5 | 2.0229 | 35.14% | 0.51253 | 0.49155 | 0 | 0 | 0 | 0.5 | 0.61829 | 8.0305 | 34.23% | 1.4358 | 4302.2062 | 3910.4874 | 3048.8398 | 3561.7031 | 476881% | 6361.3168 | 100% | 3670.446 | 3729.7014 | 0 | 3373.2325 | 467406% | 5084.6643 | 86.49% | 7972.6522 | 10.5515 | 8.3262 | 14.1386 | 3697.864 | 3684.12 | 2015 | 3580.768 | 3649.32 | 3697.864 | 1054.478 | 1109.01 | 1202.492 | 3564.72 | 3640.06 | 3684.12 | 1054.802 | 1108.97 | 1204.234 | 3532.461 | 3643.335 | 3694.783 | 1048.503 | 1104.88 | 1191.499
2016 | 16.3133 | 16.3151 | 10.5911 | 13.1337 | 19.5919 | 22.2005 | [6 empty] | 4.77 | 4.726 | 4.77 | 4.5912 | 4.71 | 4.77 | 4.77 | 10.2742 | 10.1126 | 5.1119 | 7.251 | 13.0643 | 16.0498 | 16.7449 | 17.0572 | 10.4459 | 12.4379 | 19.8357 | 23.7281 | 0.25455 | 0.22727 | 0 | 0 | 3624.1892 | 3632 | 3562 | 3586.5 | 3655.5 | 3683 | 0.43962 | 0.44337 | 0.30848 | 0.35359 | 0.50806 | 0.58561 | 9.798 | 9 | 8.23 | 8.23 | 10.1339 | 13.201 | [6 empty] | 15.4939 | 12.8243 | 8.6245 | 10.7205 | 21.4895 | 25.7892 | 0.28182 | 0.24545 | 0 | 0.090909 | 1111.1441 | 1092 | 1037 | 1066 | 1174.5 | 1205 | 0.64033 | 0.55451 | 0.44085 | 0.49758 | 0.83997 | 0.93789 | 9.9135 | 9.5499 | 8.93 | 9.1499 | 9.9924 | 11.1205 | 0.072072 | 0.09009 | 0.18919 | [16 empty] | 0 | 0 | 0 | 0 | 0 | 0 | 0 | 0% | 0 | 0.1892 | 0 | 0 | 0 | 0.4 | 0.5 | 1.4208 | 37.84% | 0.50003 | 0.55475 | 0 | 0 | 0 | 0.5 | 1.5138 | 8.0116 | 33.33% | 1.6642 | 4378.3674 | 3894.074 | 3125.6498 | 3614.2465 | 476381% | 6401.6798 | 100% | 3586.6496 | 3738.0608 | 0 | 3384.7102 | 459701% | 5407.9909 | 82.88% | 7965.017 | 10.6993 | 8.6498 | 14.6065 | 3698.68 | 3684.12 | 2016 | 3583.506 | 3650.33 | 3698.68 | 1050.576 | 1101.75 | 1210.874 | 3568.822 | 3637.76 | 3684.12 | 1050.858 | 1111.02 | 1208.242 | 3536.733 | 3643.305 | 3694.401 | 1039.537 | 1105.305 | 1194.498
2017 | 16.3133 | 16.3151 | 10.5911 | 13.1337 | 19.5919 | 22.2005 | 16.3533 | 15.8202 | 14.2501 | 14.9242 | 17.7058 | 19.2916 | 4.785 | 4.741 | 4.785 | 4.6062 | 4.725 | 4.785 | 4.785 | 10.2592 | 10.0976 | 5.0969 | 7.236 | 13.0493 | 16.0348 | 16.8124 | 17.406 | 10.3068 | 12.5827 | 19.8467 | 23.7488 | 0.25455 | 0.21818 | 0 | 0 | 3624.7117 | 3635 | 3561 | 3588 | 3655.5 | 3684 | 0.44055 | 0.44817 | 0.30464 | 0.35166 | 0.50679 | 0.58561 | 9.7453 | 9 | 8.23 | 8.23 | 9.7576 | 13.1858 | 9.5492 | 9.1759 | 8.313 | 8.7485 | 10.2709 | 11.4206 | 15.565 | 12.365 | 8.3766 | 10.7797 | 21.9826 | 26.0825 | 0.28182 | 0.25455 | 0 | 0.10909 | 1111.6577 | 1086 | 1033 | 1067 | 1178 | 1207 | 0.64445 | 0.56169 | 0.43222 | 0.5022 | 0.83557 | 0.96238 | 9.9296 | 9.53 | 8.9499 | 9.156 | 9.9314 | 11.1372 | 0.072072 | 0.081081 | 0.21622 | [16 empty] | 0 | 0 | 0 | 0 | 0 | 0 | 0 | 0% | 0 | 0.16921 | 0 | 0 | 0 | 0.4 | 0.5 | 0.79471 | 35.14% | 0.48159 | 0.55086 | 0 | 0 | 0 | 0.4 | 1.7988 | 8.0638 | 31.53% | 1.747 | 4358.3617 | 3827.3263 | 3084.3747 | 3592.4782 | 470393% | 6492.4118 | 100% | 3598.0976 | 3735.4886 | 0 | 3409.4725 | 457022% | 5474.9124 | 82.88% | 7956.4593 | 10.6465 | 8.7036 | 14.5943 | 3698.538 | 3684.112 | 2017 | 3577.536 | 3647.78 | 3698.538 | 1043.988 | 1101.4 | 1210.642 | 3569.394 | 3637.53 | 3684.112 | 1049.352 | 1105.67 | 1211.148 | 3534.811 | 3642.95 | 3697.373 | 1031.392 | 1103.895 | 1197.416
2018 | 16.3133 | 16.3151 | 10.5911 | 13.1337 | 19.5919 | 22.2005 | 16.3233 | 15.7902 | 14.2201 | 14.8942 | 17.6758 | 19.2616 | 4.8 | 4.756 | 4.8 | 4.6212 | 4.74 | 4.8 | 4.8 | 10.2442 | 10.0826 | 5.0819 | 7.221 | 13.0343 | 16.0198 | 16.8318 | 17.425 | 10.8399 | 12.356 | 20.0608 | 23.7935 | 0.25455 | 0.21818 | 0 | 0 | 3624.8108 | 3635 | 3567 | 3585.5 | 3656.5 | 3684 | 0.44179 | 0.45538 | 0.30273 | 0.35455 | 0.50679 | 0.5886 | 9.7813 | 9 | 8.23 | 8.23 | 10.0446 | 13.5793 | 9.6455 | 9.2212 | 8.388 | 8.7122 | 10.533 | 11.6201 | 15.6349 | 12.7272 | 8.6869 | 10.632 | 22.2609 | 26.4679 | 0.3 | 0.26364 | 0 | 0.11818 | 1112.1802 | 1090 | 1038 | 1065 | 1180 | 1210 | 0.64649 | 0.54785 | 0.42406 | 0.50451 | 0.85097 | 0.97061 | 9.9648 | 9.5 | 9.0273 | 9.1499 | 9.8804 | 11.5716 | 0.072072 | 0.10811 | 0.20721 | [16 empty] | 0 | 0 | 0 | 0 | 0 | 0 | 0 | 0% | 0 | 0.17202 | 0 | 0 | 0 | 0.4 | 0.5 | 0.79369 | 36.94% | 0.4657 | 0.58881 | 0 | 0 | 0 | 0.4 | 2.0042 | 8.2981 | 28.83% | 2.0424 | 4378.943 | 3861.2473 | 3123.8671 | 3594.9585 | 470965% | 6535.4703 | 100% | 3677.8229 | 3735.6284 | 0 | 3383.4006 | 458177% | 5749.5807 | 84.68% | 8056.7659 | 10.6826 | 8.5898 | 14.8774 | 3698.334 | 3684.11 | 2018 | 3583.822 | 3649.29 | 3698.334 | 1040.054 | 1094.41 | 1210.94 | 3565.094 | 3637.55 | 3684.11 | 1053.622 | 1099.75 | 1209.178 | 3533.771 | 3641.415 | 3697.267 | 1026.076 | 1103.225 | 1201.673
2019 | 16.3133 | 16.3151 | 10.5911 | 13.1337 | 19.5919 | 22.2005 | 16.3133 | 15.7802 | 14.2101 | 14.8842 | 17.6658 | 19.2516 | 4.815 | 4.771 | 4.815 | 4.6362 | 4.755 | 4.815 | 4.815 | 10.2292 | 10.0676 | 5.0669 | 7.206 | 13.0193 | 16.0048 | 16.8379 | 17.6152 | 10.8947 | 12.2565 | 20.0393 | 23.7961 | 0.25455 | 0.22727 | 0 | 0 | 3624.9459 | 3637 | 3568 | 3584.5 | 3657 | 3684 | 0.44226 | 0.45538 | 0.31423 | 0.34974 | 0.50933 | 0.5886 | 9.7802 | 9 | 7.5709 | 8.23 | 9.7941 | 14.1965 | 9.7035 | 9.2529 | 8.315 | 8.8083 | 10.558 | 11.6636 | 15.6967 | 12.4214 | 8.5181 | 10.1226 | 22.2882 | 26.4648 | 0.29091 | 0.26364 | 0 | 0.11818 | 1112.5586 | 1087 | 1035 | 1058 | 1180 | 1210 | 0.64859 | 0.55673 | 0.43427 | 0.49989 | 0.85966 | 0.98295 | 9.9699 | 9.4844 | 9.0116 | 9.1499 | 9.867 | 11.5436 | 0.036036 | 0.18018 | 0.17117 | [16 empty] | 0 | 0 | 0 | 0 | 0 | 0 | 0 | 0% | 0 | 0.18394 | 0 | 0 | 0 | 0.4 | 0.5 | 1.217 | 38.74% | 0.47481 | 0.60584 | 0 | 0 | 0 | 0.4 | 2.0259 | 8.4989 | 30.63% | 1.9779 | 4381.6089 | 3914.5908 | 3113.6361 | 3563.7548 | 465518% | 6651.7672 | 100% | 3598.0554 | 3714.0853 | 0 | 3361.3504 | 462256% | 5756.7442 | 81.98% | 7979.6643 | 10.6815 | 8.4699 | 15.111 | 3698.912 | 3684.11 | 2019 | 3577.008 | 3653.35 | 3698.912 | 1039.3 | 1100.52 | 1212.506 | 3566.828 | 3638.56 | 3684.11 | 1049.04 | 1105.84 | 1212.154 | 3535.123 | 3642.365 | 3697.647 | 1020.791 | 1104.98 | 1199.507
2020 | 16.3133 | 16.3151 | 10.5911 | 13.1337 | 19.5919 | 22.2005 | 16.3133 | 15.7802 | 14.2101 | 14.8842 | 17.6658 | 19.2516 | 4.83 | 4.786 | 4.83 | 4.6512 | 4.77 | 4.83 | 4.83 | 10.2142 | 10.0526 | 5.0519 | 7.191 | 13.0043 | 15.9898 | 16.8471 | 17.1284 | 10.2157 | 12.5228 | 20.752 | 23.7962 | 0.26364 | 0.22727 | 0 | 0 | 3624.9099 | 3633 | 3559 | 3587.5 | 3662.5 | 3684 | 0.44255 | 0.46018 | 0.31615 | 0.34781 | 0.5106 | 0.5886 | 9.7616 | 9 | 8.23 | 8.23 | 9.773 | 13.6421 | 9.7182 | 9.2219 | 8.39 | 8.7745 | 10.5744 | 11.6923 | 15.7803 | 12.6532 | 8.5537 | 9.7651 | 22.4364 | 26.083 | 0.3 | 0.27273 | 0 | 0.10909 | 1113.3423 | 1090 | 1036 | 1053 | 1181 | 1207 | 0.65021 | 0.55007 | 0.42814 | 0.48334 | 0.85977 | 0.98295 | 9.9674 | 9.512 | 9.0499 | 9.1499 | 9.8534 | 11.2647 | 0.018018 | 0.1982 | 0.18919 | [16 empty] | 0 | 0 | 0 | 0 | 0 | 0 | 0 | 0% | 0 | 0.17928 | 0 | 0 | 0 | 0.4 | 0.5 | 0.6 | 38.74% | 0.46279 | 0.59866 | 0 | 0 | 0 | 0.4 | 1.9875 | 8.4991 | 29.73% | 2.0137 | 4371.3303 | 3877.6607 | 3189.4386 | 3570.6895 | 462553% | 6697.8645 | 100% | 3481.3098 | 3723.5635 | 0 | 3332.546 | 460792% | 5549.1386 | 78.38% | 7852.6402 | 10.7029 | 8.6298 | 14.8878 | 3698.594 | 3684.122 | 2020 | 3580.002 | 3657.07 | 3698.594 | 1034.992 | 1102.67 | 1210.998 | 3567.872 | 3635.26 | 3684.122 | 1047.022 | 1102.16 | 1209.068 | 3534.822 | 3643.205 | 3696.966 | 1016.891 | 1100.98 | 1201.561
2021 | 16.3133 | 16.3151 | 10.5911 | 13.1337 | 19.5919 | 22.2005 | 16.3133 | 15.7802 | 14.2101 | 14.8842 | 17.6658 | 19.2516 | 4.845 | 4.801 | 4.845 | 4.6662 | 4.785 | 4.845 | 4.845 | 10.1992 | 10.0376 | 5.0369 | 7.176 | 12.9893 | 15.9748 | 16.899 | 17.0956 | 10.3814 | 12.6599 | 21.205 | 23.7961 | 0.33636 | 0.22727 | 0 | 0 | 3625.1351 | 3633 | 3562 | 3588.5 | 3666 | 3684 | 0.44259 | 0.45057 | 0.29907 | 0.35359 | 0.52553 | 0.5886 | 9.7001 | 9 | 8.23 | 8.23 | 9.5806 | 13.5204 | 9.7278 | 9.2969 | 8.3942 | 8.7607 | 10.5877 | 11.8181 | 15.8218 | 12.5684 | 8.5706 | 9.8353 | 22.7481 | 26.0958 | 0.32727 | 0.28182 | 0 | 0.10909 | 1113.5856 | 1089 | 1036 | 1054 | 1183.5 | 1207 | 0.65298 | 0.55673 | 0.43018 | 0.47085 | 0.86406 | 0.97061 | 9.9462 | 9.4783 | 9.0499 | 9.1493 | 9.8391 | 11.2566 | 0.036036 | 0.14414 | 0.25225 | [16 empty] | 0 | 0 | 0 | 0 | 0 | 0 | 0 | 0% | 0 | 0.18378 | 0 | 0 | 0 | 0.4 | 0.5 | 0.6 | 40.54% | 0.45333 | 0.58198 | 0 | 0 | 0 | 0.4 | 1.9794 | 8.526 | 27.03% | 2.1533 | 4345.8288 | 3928.6379 | 3073.1179 | 3566.9372 | 457888% | 6514.1019 | 100% | 3590.3988 | 3715.5601 | 0 | 3315.7586 | 458360% | 5545.039 | 81.98% | 7936.2276 | 10.6414 | 8.7436 | 14.6401 | 3697.846 | 3684.11 | 2021 | 3576.174 | 3658.29 | 3697.846 | 1027.472 | 1103.75 | 1208.618 | 3566.724 | 3632.4 | 3684.11 | 1046.846 | 1109.37 | 1208.16 | 3532.542 | 3645.86 | 3697.101 | 1016.34 | 1102.375 | 1200.269
2022 | 16.3133 | 16.3151 | 10.5911 | 13.1337 | 19.5919 | 22.2005 | 16.3133 | 15.7802 | 14.2101 | 14.8842 | 17.6658 | 19.2516 | 4.86 | 4.816 | 4.86 | 4.6812 | 4.8 | 4.86 | 4.86 | 10.1842 | 10.0226 | 5.0219 | 7.161 | 12.9743 | 15.9598 | 16.9265 | 17.2077 | 10.3696 | 12.5066 | 21.6579 | 23.7863 | 0.32727 | 0.24545 | 0 | 0 | 3625.3333 | 3634 | 3561 | 3587.5 | 3669 | 3684 | 0.44349 | 0.45057 | 0.30464 | 0.35551 | 0.53575 | 0.5886 | 9.7108 | 9 | 8.23 | 8.23 | 9.5598 | 13.6865 | 9.7363 | 9.2542 | 8.39 | 8.746 | 10.5835 | 11.8743 | 15.8801 | 12.2891 | 8.8407 | 9.7658 | 22.8242 | 26.0885 | 0.34545 | 0.30909 | 0 | 0.10909 | 1114.045 | 1085 | 1040 | 1053 | 1184.5 | 1207 | 0.65485 | 0.55451 | 0.43018 | 0.47334 | 0.87478 | 0.97061 | 9.9377 | 9.4641 | 9.0307 | 9.1289 | 9.8391 | 11.244 | 0.036036 | 0.18018 | 0.22523 | [16 empty] | 0 | 0 | 0 | 0 | 0 | 0 | 0 | 0% | 0 | 0.19369 | 0 | 0 | 0 | 0.4 | 0.5 | 0.6 | 43.24% | 0.44792 | 0.58344 | 0 | 0 | 0 | 0.4 | 1.9668 | 8.5118 | 28.83% | 2.0238 | 4353.9108 | 3928.6379 | 3031.7881 | 3571.2161 | 456787% | 6589.1086 | 100% | 3530.5599 | 3708.9863 | 0 | 3303.4752 | 461538% | 5538.683 | 80.18% | 7884.4707 | 10.6521 | 8.6095 | 14.8579 | 3698.534 | 3684.1 | 2022 | 3580.526 | 3657.25 | 3698.534 | 1025.948 | 1099.01 | 1207.982 | 3567.756 | 3629.89 | 3684.1 | 1046.124 | 1106.27 | 1207.884 | 3526.54 | 3645.165 | 3695.254 | 1016.921 | 1104.93 | 1196.918
2023 | 16.3133 | 16.3151 | 10.5911 | 13.1337 | 19.5919 | 22.2005 | 16.3133 | 15.7802 | 14.2101 | 14.8842 | 17.6658 | 19.2516 | 4.875 | 4.831 | 4.875 | 4.6962 | 4.815 | 4.875 | 4.875 | 10.1692 | 10.0076 | 5.0069 | 7.146 | 12.9593 | 15.9448 | 17.0112 | 17.3621 | 10.3925 | 12.239 | 21.8956 | 23.7859 | 0.36364 | 0.24545 | 0 | 0 | 3626 | 3635 | 3562 | 3584.5 | 3670.5 | 3684 | 0.44407 | 0.45297 | 0.30273 | 0.35359 | 0.5445 | 0.5886 | 9.633 | 9 | 7.48 | 8.23 | 9.2752 | 13.4268 | 9.7273 | 9.235 | 8.39 | 8.7054 | 10.5878 | 11.8728 | 15.894 | 12.8105 | 8.8423 | 9.6163 | 23.2728 | 26.0905 | 0.35455 | 0.30909 | 0 | 0.11818 | 1113.8018 | 1091 | 1040 | 1051 | 1188 | 1207 | 0.65696 | 0.54563 | 0.43835 | 0.47085 | 0.87907 | 0.97061 | 9.9032 | 9.4088 | 9.0278 | 9.1197 | 9.7663 | 11.2274 | 0.036036 | 0.1982 | 0.20721 | [16 empty] | 0 | 0 | 0 | 0 | 0 | 0 | 0 | 0% | 0 | 0.2 | 0 | 0 | 0 | 0.4 | 0.5 | 0.6 | 44.14% | 0.45306 | 0.55522 | 0 | 0 | 0 | 0 | 1.9502 | 8.4683 | 21.62% | 2.5679 | 4322.9884 | 3924.8856 | 3086.3535 | 3561.3088 | 440271% | 6499.2954 | 100% | 3398.1596 | 3702.9672 | 0 | 3235.7641 | 455860% | 5530.306 | 76.58% | 7721.148 | 10.5743 | 8.577 | 14.8429 | 3696.95 | 3684.1 | 2023 | 3581.498 | 3655.66 | 3696.95 | 1026.026 | 1102.38 | 1206.048 | 3564.964 | 3631.9 | 3684.1 | 1048.334 | 1110.39 | 1206.136 | 3522.781 | 3646.65 | 3694.379 | 1016.279 | 1104.025 | 1197.532
2024 | 16.3133 | 16.3151 | 10.5911 | 13.1337 | 19.5919 | 22.2005 | 16.3133 | 15.7802 | 14.2101 | 14.8842 | 17.6658 | 19.2516 | 4.89 | 4.846 | 4.89 | 4.7112 | 4.83 | 4.89 | 4.89 | 10.1542 | 9.9926 | 4.9919 | 7.131 | 12.9443 | 15.9298 | 17.2471 | 17.8191 | 9.8777 | 12.9857 | 21.7973 | 23.7918 | 0.39091 | 0.24545 | 0 | 0 | 3628.1982 | 3639 | 3555 | 3592.5 | 3670 | 3684 | 0.44578 | 0.45538 | 0.30464 | 0.34781 | 0.54888 | 0.5886 | 9.452 | 8.8101 | 7.48 | 8.23 | 9.2622 | 13.4475 | 9.7013 | 9.1919 | 8.39 | 8.651 | 10.6176 | 11.8323 | 15.7242 | 12.7589 | 8.2421 | 9.1187 | 23.371 | 26.2665 | 0.35455 | 0.3 | 0 | 0.11818 | 1111.3063 | 1091 | 1031 | 1044 | 1188.5 | 1208 | 0.6572 | 0.55921 | 0.43835 | 0.46585 | 0.89408 | 0.97061 | 9.9094 | 9.4197 | 9.012 | 9.0835 | 9.805 | 11.3241 | 0.063063 | 0.24324 | 0.13514 | [16 empty] | 0 | 0 | 0 | 0 | 0 | 0 | 0 | 0% | 0 | 0.2027 | 0 | 0 | 0 | 0.4 | 0.5 | 0.6 | 44.14% | 0.45918 | 0.56408 | 0 | 0 | 0 | 0 | 1.9185 | 8.4527 | 23.42% | 2.4082 | 4252.3369 | 3812.0072 | 3048.8398 | 3319.5924 | 438796% | 6491.8787 | 100% | 3280.303 | 3674.5242 | 0 | 0 | 461752% | 5523.6998 | 72.97% | 7532.6398 | 10.3933 | 7.9533 | 14.8279 | 3698.394 | 3684.09 | 2024 | 3579.73 | 3656.08 | 3698.394 | 1022.01 | 1109.88 | 1206.582 | 3562.15 | 3632.42 | 3684.09 | 1037.586 | 1111.57 | 1206.32 | 3522.894 | 3646.69 | 3697.04 | 1016.202 | 1104.575 | 1197.221
2025 | 16.3133 | 16.3151 | 10.5911 | 13.1337 | 19.5919 | 22.2005 | 16.3133 | 15.7802 | 14.2101 | 14.8842 | 17.6658 | 19.2516 | 4.905 | 4.861 | 4.905 | 4.7262 | 4.845 | 4.905 | 4.905 | 10.1392 | 9.9776 | 4.9769 | 7.116 | 12.9293 | 15.9148 | 17.469 | 18.2873 | 10.2639 | 13.1367 | 21.9403 | 23.7962 | 0.4 | 0.25455 | 0 | 0 | 3630.2432 | 3643 | 3560 | 3594 | 3671 | 3684 | 0.4507 | 0.46498 | 0.29212 | 0.36321 | 0.54742 | 0.5886 | 9.4473 | 8.5216 | 7.48 | 8.23 | 9.3294 | 13.5618 | 9.681 | 9.1199 | 8.39 | 8.5793 | 10.5588 | 11.8204 | 15.5527 | 12.6738 | 7.8751 | 8.8137 | 23.3625 | 26.4967 | 0.37273 | 0.30909 | 0 | 0.11818 | 1108.8468 | 1090 | 1025 | 1040 | 1188.5 | 1210 | 0.652 | 0.55921 | 0.41997 | 0.44835 | 0.89622 | 0.97472 | 9.9115 | 9.4088 | 8.9996 | 9.0499 | 9.805 | 11.5091 | 0.11712 | 0.21622 | 0.14414 | [16 empty] | 0 | 0 | 0 | 0 | 0 | 0 | 0 | 0% | 0 | 0.21156 | 0 | 0 | 0 | 0.5 | 0.5 | 0.6 | 44.14% | 0.47925 | 0.57508 | 0 | 0 | 0 | 0 | 2.0012 | 8.4414 | 22.52% | 2.5534 | 4265.9992 | 3798.2615 | 3095.6316 | 3333.5116 | 460098% | 6484.435 | 100% | 3106.9535 | 3591.5273 | 0 | 0 | 463605% | 5739.1094 | 67.57% | 7372.9526 | 10.3886 | 7.9837 | 14.9337 | 3698.388 | 3684.09 | 2025 | 3575.784 | 3659.54 | 3698.388 | 1018.984 | 1107.54 | 1206.268 | 3560.868 | 3633.77 | 3684.09 | 1030.394 | 1100.8 | 1206.106 | 3517.033 | 3646.06 | 3696.272 | 1016.035 | 1105.22 | 1196.882
2026 | 16.3133 | 16.3151 | 10.5911 | 13.1337 | 19.5919 | 22.2005 | 16.3133 | 15.7802 | 14.2101 | 14.8842 | 17.6658 | 19.2516 | 4.92 | 4.876 | 4.92 | 4.7412 | 4.86 | 4.92 | 4.92 | 10.1242 | 9.9626 | 4.9619 | 7.101 | 12.9143 | 15.8998 | 17.6787 | 18.8096 | 10.4848 | 13.1488 | 21.7079 | 23.7964 | 0.42727 | 0.24545 | 0 | 0 | 3632.3153 | 3647 | 3563 | 3594 | 3669 | 3684 | 0.45538 | 0.475 | 0.30081 | 0.36609 | 0.55034 | 0.5886 | 9.4409 | 8.3199 | 7.1053 | 8.23 | 9.2355 | 14.1684 | 9.6453 | 9.1647 | 8.323 | 8.5459 | 10.5626 | 11.8222 | 15.446 | 11.7469 | 7.7597 | 8.6596 | 23.2777 | 26.5029 | 0.36364 | 0.29091 | 0 | 0.11818 | 1107.3243 | 1079 | 1023 | 1037.5 | 1188 | 1210 | 0.64649 | 0.55673 | 0.40772 | 0.43835 | 0.89622 | 0.98295 | 9.8446 | 9.4088 | 8.93 | 9.0499 | 9.7335 | 11.4941 | 0.13514 | 0.21622 | 0.12613 | [16 empty] | 0 | 0 | 0 | 0 | 0 | 0 | 0 | 0% | 0 | 0.25704 | 0 | 0 | 0 | 0.5 | 0.6 | 1.4786 | 47.75% | 0.53833 | 0.5537 | 0 | 0 | 0 | 0 | 1.9812 | 8.4462 | 20.72% | 2.6722 | 4280.2167 | 3797.8412 | 3086.3535 | 3354.4842 | 446504% | 6808.5908 | 100% | 3054.1571 | 3531.1705 | 0 | 0 | 458635% | 5731.4581 | 66.67% | 7334.3738 | 10.3822 | 7.9499 | 15.0142 | 3697.904 | 3684.082 | 2026 | 3579.434 | 3658.75 | 3697.904 | 1015.312 | 1106.5 | 1206.868 | 3563.704 | 3637.61 | 3684.082 | 1030.17 | 1095.39 | 1206.262 | 3525.785 | 3646.325 | 3697.242 | 1015.939 | 1106.095 | 1199.037
2027 | 16.3133 | 16.3151 | 10.5911 | 13.1337 | 19.5919 | 22.2005 | 16.3133 | 15.7802 | 14.2101 | 14.8842 | 17.6658 | 19.2516 | 4.935 | 4.891 | 4.935 | 4.7562 | 4.875 | 4.935 | 4.935 | 10.1092 | 9.9476 | 4.9469 | 7.086 | 12.8993 | 15.8848 | 17.8224 | 19.0634 | 10.3259 | 13.7539 | 21.8904 | 23.796 | 0.42727 | 0.25455 | 0 | 0 | 3633.4775 | 3649 | 3561 | 3600.5 | 3671 | 3684 | 0.46008 | 0.48517 | 0.30656 | 0.36609 | 0.5445 | 0.5886 | 9.4928 | 8.23 | 8.23 | 8.23 | 9.2917 | 13.8385 | 9.62 | 9.1469 | 8.3027 | 8.5074 | 10.5479 | 11.8061 | 15.3831 | 12.9563 | 7.3321 | 8.3512 | 23.4306 | 26.3898 | 0.35455 | 0.29091 | 0 | 0.11818 | 1106.4234 | 1093 | 1016 | 1032.5 | 1189 | 1209 | 0.64304 | 0.53223 | 0.40363 | 0.43324 | 0.89408 | 0.98295 | 9.7752 | 9.2294 | 8.8151 | 9.0499 | 9.6055 | 11.4794 | #DIV/0! | #DIV/0! | #DIV/0! | 0.38764 | 0.5 | 0 | 0.39452 | 0.5 | 0.5 | 82.88% | 0.46769 | 0.28866 | 0.2706 | 0 | 0 | 0.45009 | 0.68494 | 65.77% | 0.43892 | 0 | 0 | 0 | 0 | 0 | 0 | 0 | 0% | 0 | 0.29963 | 0.5 | 0 | 0 | 0.5 | 0.5 | 1.2838 | 56.76% | 0.52792 | 0.52686 | 0 | 0 | 0 | 0 | 1.8669 | 8.4332 | 18.92% | 2.7849 | 4316.9469 | 3748.5284 | 3226.9614 | 3465.2312 | 457277% | 6714.8363 | 100% | 2989.1702 | 3442.314 | 0 | 0 | 452519% | 5634.4717 | 65.77% | 7306.117 | 10.3541 | 8.7524 | 14.8834 | 3698.176 | 3684.08 | 2027 | 3582.078 | 3659.73 | 3698.176 | 1015.068 | 1106.93 | 1208 | 3550.524 | 3637.35 | 3684.08 | 1029.506 | 1096.28 | 1206.758 | 3524.681 | 3646.85 | 3697.753 | 1015.775 | 1105.55 | 1197.36
2028 | 16.3133 | 16.3151 | 10.5911 | 13.1337 | 19.5919 | 22.2005 | 16.3133 | 15.7802 | 14.2101 | 14.8842 | 17.6658 | 19.2516 | 4.95 | 4.906 | 4.95 | 4.7712 | 4.89 | 4.95 | 4.95 | 10.0942 | 9.9326 | 4.9319 | 7.071 | 12.8843 | 15.8698 | 17.9224 | 19.4794 | 10.886 | 14.1128 | 21.958 | 23.7954 | 0.43636 | 0.25455 | 0 | 0 | 3634.5045 | 3652 | 3568 | 3604.5 | 3671 | 3684 | 0.46306 | 0.49026 | 0.30273 | 0.37892 | 0.55034 | 0.5886 | 9.5225 | 8.23 | 8.23 | 8.23 | 9.4433 | 13.5208 | 9.5941 | 9.1258 | 8.265 | 8.4756 | 10.5251 | 11.7993 | 15.3472 | 13.1824 | 7.0847 | 8.0417 | 23.0852 | 26.4249 | 0.34545 | 0.3 | 0 | 0.11818 | 1105.8829 | 1096 | 1012 | 1028 | 1186 | 1209 | 0.64062 | 0.56418 | 0.38927 | 0.42303 | 0.89837 | 0.97884 | 9.7798 | 9.2294 | 8.7907 | 9.0233 | 9.6579 | 11.3842 | #DIV/0! | #DIV/0! | #DIV/0! | 0.38535 | 0.5 | 0 | 0.34213 | 0.5 | 0.5 | 83.78% | 0.45994 | 0.30007 | 0.2706 | 0 | 0 | 0.47668 | 0.70927 | 63.96% | 0.46912 | 0 | 0 | 0 | 0 | 0 | 0 | 0 | 0% | 0 | 0.30795 | 0.5 | 0 | 0 | 0.5 | 0.5 | 1.383 | 54.95% | 0.56037 | 0.53979 | 0 | 0 | 0 | 0 | 1.9211 | 8.3427 | 18.92% | 2.8532 | 4340.1573 | 3763.5375 | 3238.2182 | 3463.3551 | 459495% | 6462.0204 | 100% | 3034.0921 | 3504.5478 | 0 | 0 | 450445% | 5675.3161 | 66.67% | 7374.2494 | 10.3838 | 8.7524 | 14.6879 | 3698.474 | 3684.08 | 2028 | 3583.504 | 3660.48 | 3698.474 | 1018.016 | 1102.97 | 1207.448 | 3558.374 | 3643.56 | 3684.08 | 1024.258 | 1093.77 | 1207.438 | 3521.649 | 3646.82 | 3697.798 | 1016.356 | 1104.7 | 1196.627
2029 | 16.3133 | 16.3151 | 10.5911 | 13.1337 | 19.5919 | 22.2005 | 16.3133 | 15.7802 | 14.2101 | 14.8842 | 17.6658 | 19.2516 | 4.965 | 4.921 | 4.965 | 4.7862 | 4.905 | 4.965 | 4.965 | 10.0792 | 9.9176 | 4.9169 | 7.056 | 12.8693 | 15.8548 | 17.9983 | 19.2756 | 10.9081 | 13.9949 | 21.9851 | 23.7977 | 0.43636 | 0.24545 | 0 | 0 | 3635.3243 | 3651 | 3568 | 3603 | 3671 | 3684 | 0.46525 | 0.49789 | 0.31615 | 0.38703 | 0.55034 | 0.5886 | 9.5314 | 8.23 | 8.23 | 8.23 | 9.5504 | 13.2669 | 9.5692 | 9.0975 | 8.256 | 8.4757 | 10.5053 | 11.7834 | 15.3641 | 13.2605 | 6.8813 | 8.1411 | 22.5336 | 26.1151 | 0.33636 | 0.29091 | 0 | 0.11818 | 1106.0811 | 1097 | 1009 | 1029 | 1182 | 1207 | 0.639 | 0.57163 | 0.38103 | 0.41384 | 0.8855 | 0.97884 | 9.7365 | 9.2285 | 8.7197 | 8.966 | 9.5922 | 11.33 | #DIV/0! | #DIV/0! | #DIV/0! | 0.39052 | 0.5 | 0 | 0.40783 | 0.5 | 0.5 | 83.78% | 0.4661 | 0.32478 | 0.27151 | 0 | 0 | 0.53402 | 0.78027 | 64.86% | 0.50071 | 0 | 0 | 0 | 0 | 0 | 0 | 0 | 0% | 0 | 0.33778 | 0.5 | 0 | 0 | 0.5 | 0.5314 | 1.4316 | 55.86% | 0.60473 | 0.52626 | 0 | 0 | 0 | 0 | 1.7326 | 8.3297 | 18.02% | 2.9208 | 4351.3718 | 3771.0421 | 3226.9614 | 3474.6119 | 460598% | 6454.5459 | 100% | 2999.8243 | 3633.3444 | 0 | 0 | 449308% | 5592.201 | 65.77% | 7351.1961 | 10.3927 | 8.7524 | 14.6729 | 3697.392 | 3684.07 | 2029 | 3586.302 | 3658.25 | 3697.392 | 1017.958 | 1110.77 | 1206.838 | 3557.538 | 3647.02 | 3684.07 | 1019.09 | 1101.73 | 1206.176 | 3512.451 | 3646.185 | 3697.083 | 1014.926 | 1104.395 | 1195.689
2030 | 16.3133 | 16.3151 | 10.5911 | 13.1337 | 19.5919 | 22.2005 | 16.3133 | 15.7802 | 14.2101 | 14.8842 | 17.6658 | 19.2516 | 4.98 | 4.936 | 4.98 | 4.8012 | 4.92 | 4.98 | 4.98 | 10.0642 | 9.9026 | 4.9019 | 7.041 | 12.8543 | 15.8398 | 18.0753 | 19.2828 | 11.1436 | 14.2072 | 22.1725 | 23.7961 | 0.45455 | 0.32727 | 0 | 0 | 3636.027 | 3651 | 3571 | 3605 | 3673 | 3684 | 0.46688 | 0.49535 | 0.31615 | 0.3839 | 0.55034 | 0.5886 | 9.5136 | 8.23 | 8.23 | 8.23 | 9.5565 | 13.4927 | 9.5444 | 9.0365 | 8.234 | 8.4115 | 10.4992 | 11.7791 | 15.3769 | 13.977 | 6.8694 | 8.0655 | 22.3999 | 26.1103 | 0.34545 | 0.28182 | 0 | 0.10909 | 1106.3514 | 1104 | 1008 | 1028 | 1181 | 1207 | 0.6391 | 0.57411 | 0.37484 | 0.41589 | 0.86835 | 0.97061 | 9.7226 | 9.2244 | 8.7173 | 8.9431 | 9.5922 | 11.3521 | #DIV/0! | #DIV/0! | #DIV/0! | 0.39107 | 0.5 | 0 | 0.40783 | 0.5 | 0.5 | 84.68% | 0.46179 | 0.32631 | 0.27556 | 0 | 0 | 0.55694 | 0.78272 | 64.86% | 0.50306 | 0 | 0 | 0 | 0 | 0 | 0 | 0 | 0% | 0 | 0.33926 | 0.5 | 0 | 0 | 0.5 | 0.5961 | 1.4265 | 55.86% | 0.60739 | 0.51393 | 0 | 0 | 0 | 0 | 1.7277 | 8.3132 | 18.02% | 2.8523 | 4348.6617 | 3804.8126 | 3260.7319 | 3459.6028 | 461850% | 6447.0614 | 100% | 3000.3189 | 3679.3106 | 0 | 0 | 448141% | 5603.3431 | 65.77% | 7348.9805 | 10.3748 | 8.7524 | 14.7062 | 3698.186 | 3684.07 | 2030 | 3584.468 | 3660.64 | 3698.186 | 1017.946 | 1106.57 | 1207.208 | 3560.326 | 3648 | 3684.07 | 1019.054 | 1101.37 | 1207.026 | 3512.098 | 3646.255 | 3697.331 | 1016.052 | 1105.23 | 1195.144
2031 | 16.3133 | 16.3151 | 10.5911 | 13.1337 | 19.5919 | 22.2005 | 16.3133 | 15.7802 | 14.2101 | 14.8842 | 17.6658 | 19.2516 | 4.995 | 4.951 | 4.995 | 4.8162 | 4.935 | 4.995 | 4.995 | 10.0492 | 9.8876 | 4.8869 | 7.026 | 12.8393 | 15.8248 | 18.1161 | 19.2412 | 11.0104 | 14.2934 | 22.3615 | 23.796 | 0.45455 | 0.35455 | 0 | 0 | 3636.3243 | 3651 | 3570 | 3606.5 | 3674 | 3684 | 0.46857 | 0.49535 | 0.3219 | 0.38807 | 0.55618 | 0.5886 | 9.5362 | 8.23 | 8.23 | 8.23 | 9.5971 | 13.6801 | 9.528 | 9.0271 | 8.2303 | 8.371 | 10.4469 | 11.7889 | 15.4282 | 14.1571 | 6.8667 | 7.9923 | 22.3398 | 26.1033 | 0.33636 | 0.27273 | 0 | 0.10909 | 1107.045 | 1106 | 1008 | 1027 | 1180.5 | 1207 | 0.63921 | 0.59171 | 0.37278 | 0.41384 | 0.86406 | 0.97061 | 9.706 | 9.2208 | 8.7162 | 8.9304 | 9.5922 | 11.3011 | #DIV/0! | #DIV/0! | #DIV/0! | 0.39576 | 0.5 | 0 | 0.40783 | 0.5 | 0.5 | 85.59% | 0.46242 | 0.32842 | 0.27923 | 0 | 0 | 0.56964 | 0.78377 | 64.86% | 0.50631 | 0 | 0 | 0 | 0 | 0 | 0 | 0 | 0% | 0 | 0.34134 | 0.5 | 0 | 0 | 0.5 | 0.74429 | 1.4316 | 55.86% | 0.61111 | 0.49938 | 0 | 0 | 0 | 0 | 1.7205 | 8.299 | 17.12% | 2.9174 | 4364.254 | 3778.5467 | 3271.9888 | 3483.9926 | 465339% | 6683.5569 | 100% | 3111.3675 | 3714.7817 | 0 | 0 | 447709% | 5577.5715 | 69.37% | 7475.6215 | 10.3975 | 8.7524 | 14.7424 | 3699.232 | 3684.07 | 2031 | 3584.728 | 3661.46 | 3699.232 | 1018.526 | 1106.8 | 1208.822 | 3560.896 | 3648.75 | 3684.07 | 1017.676 | 1102.92 | 1208.56 | 3508.713 | 3646.225 | 3697.121 | 1015.176 | 1104.78 | 1194.578
2032 | 16.3133 | 16.3151 | 10.5911 | 13.1337 | 19.5919 | 22.2005 | 16.3133 | 15.7802 | 14.2101 | 14.8842 | 17.6658 | 19.2516 | 5.01 | 4.966 | 5.01 | 4.8312 | 4.95 | 5.01 | 5.01 | 10.0342 | 9.8726 | 4.8719 | 7.011 | 12.8243 | 15.8098 | 18.1579 | 19.3865 | 10.9423 | 13.864 | 22.5515 | 23.796 | 0.48182 | 0.38182 | 0 | 0 | 3636.6306 | 3652 | 3569 | 3602 | 3675 | 3684 | 0.46933 | 0.49535 | 0.31998 | 0.3912 | 0.5591 | 0.5886 | 9.5194 | 8.23 | 8.23 | 8.23 | 9.51 | 13.456 | 9.5089 | 8.9501 | 8.2212 | 8.3356 | 10.4001 | 11.7388 | 15.4772 | 14.0491 | 6.8666 | 8.1579 | 22.2846 | 26.0956 | 0.33636 | 0.27273 | 0 | 0.10909 | 1107.9189 | 1105 | 1008 | 1029.5 | 1180 | 1207 | 0.64058 | 0.59679 | 0.37278 | 0.4118 | 0.86191 | 0.97061 | 9.6901 | 9.2198 | 8.7162 | 8.9247 | 9.5922 | 11.2667 | #DIV/0! | #DIV/0! | #DIV/0! | 0.39596 | 0.5 | 0 | 0.40783 | 0.5 | 0.5 | 85.59% | 0.46265 | 0.33536 | 0.28024 | 0 | 0 | 0.5753 | 0.78379 | 64.86% | 0.51702 | 0 | 0 | 0 | 0 | 0 | 0 | 0 | 0% | 0 | 0.34825 | 0.5 | 0 | 0 | 0.5 | 0.83356 | 1.4316 | 55.86% | 0.62348 | 0.49037 | 0 | 0 | 0 | 0 | 1.7126 | 8.2798 | 16.22% | 3.0239 | 4358.6137 | 3834.8309 | 3260.7319 | 3452.0982 | 462629% | 6642.6667 | 100% | 3169.3698 | 3737.4529 | 0 | 0 | 447709% | 5560.192 | 71.17% | 7527.9836 | 10.3807 | 8.7524 | 14.6572 | 3698.35 | 3684.06 | 2032 | 3581.32 | 3663.02 | 3698.35 | 1017.936 | 1107.4 | 1206.492 | 3558.796 | 3649.82 | 3684.06 | 1019.036 | 1105.65 | 1206.434 | 3508.596 | 3646.8 | 3697.247 | 1015.236 | 1104.485 | 1196.163
2033 | 16.3133 | 16.3151 | 10.5911 | 13.1337 | 19.5919 | 22.2005 | 16.3133 | 15.7802 | 14.2101 | 14.8842 | 17.6658 | 19.2516 | 5.025 | 4.981 | 5.025 | 4.8462 | 4.965 | 5.025 | 5.025 | 10.0192 | 9.8576 | 4.8569 | 6.996 | 12.8093 | 15.7948 | 18.1663 | 19.3355 | 11.4797 | 13.694 | 22.7236 | 23.7795 | 0.48182 | 0.38182 | 0 | 0 | 3636.7748 | 3651 | 3575 | 3600 | 3676.5 | 3684 | 0.47029 | 0.49789 | 0.31806 | 0.38181 | 0.56202 | 0.5886 | 9.5397 | 8.23 | 8.23 | 8.23 | 9.4754 | 13.5734 | 9.4996 | 8.8791 | 8.1842 | 8.3344 | 10.3968 | 11.7237 | 15.5645 | 14.155 | 6.8666 | 8.5914 | 22.2942 | 26.088 | 0.33636 | 0.27273 | 0 | 0.10909 | 1109.0901 | 1106 | 1008 | 1036.5 | 1180.5 | 1207 | 0.64234 | 0.59425 | 0.37278 | 0.41691 | 0.85971 | 0.97061 | 9.6696 | 9.2198 | 8.7162 | 8.9037 | 9.5922 | 10.6876 | #DIV/0! | #DIV/0! | #DIV/0! | 0.39612 | 0.5 | 0 | 0.40783 | 0.5 | 0.5 | 85.59% | 0.46284 | 0.34043 | 0.28024 | 0 | 0 | 0.5963 | 0.78379 | 64.86% | 0.52482 | 0 | 0 | 0 | 0 | 0 | 0 | 0 | 0% | 0 | 0.35328 | 0.5 | 0 | 0 | 0.5 | 0.83369 | 1.4316 | 55.86% | 0.63249 | 0.47488 | 0 | 0 | 0 | 0 | 1.4168 | 8.2631 | 16.22% | 2.9284 | 4370.7274 | 3797.3081 | 3264.4842 | 3446.4698 | 462023% | 6565.9628 | 100% | 3194.4675 | 3738.7997 | 0 | 0 | 447709% | 5300.6434 | 72.07% | 7565.1949 | 10.401 | 8.7524 | 14.6129 | 3698.274 | 3684.06 | 2033 | 3581.984 | 3663.66 | 3698.274 | 1017.968 | 1111.94 | 1205.96 | 3557.27 | 3650.73 | 3684.06 | 1018.17 | 1111.4 | 1206.01 | 3508.351 | 3647.32 | 3697.734 | 1015.884 | 1103.09 | 1193.544
2034 | 16.3133 | 16.3151 | 10.5911 | 13.1337 | 19.5919 | 22.2005 | 16.3133 | 15.7802 | 14.2101 | 14.8842 | 17.6658 | 19.2516 | 5.04 | 4.996 | 5.04 | 4.8612 | 4.98 | 5.04 | 5.04 | 10.0042 | 9.8426 | 4.8419 | 6.981 | 12.7943 | 15.7798 | 18.2038 | 19.5187 | 11.2477 | 13.833 | 22.909 | 23.7784 | 0.48182 | 0.38182 | 0 | 0 | 3637.045 | 3653 | 3573 | 3601.5 | 3678 | 3684 | 0.47054 | 0.49535 | 0.32957 | 0.37764 | 0.5664 | 0.5886 | 9.4929 | 8.23 | 8.23 | 8.23 | 9.4371 | 13.1967 | 9.5037 | 9.0021 | 8.1945 | 8.3204 | 10.349 | 11.7605 | 15.6172 | 13.9027 | 6.8666 | 9.1118 | 22.2666 | 26.0804 | 0.33636 | 0.27273 | 0 | 0.10909 | 1109.8198 | 1104 | 1008 | 1044 | 1180 | 1207 | 0.64506 | 0.59679 | 0.37278 | 0.4312 | 0.86191 | 0.97061 | 9.6554 | 9.2197 | 8.671 | 8.9181 | 9.5922 | 10.6801 | #DIV/0! | #DIV/0! | #DIV/0! | 0.39628 | 0.5 | 0 | 0.40783 | 0.5 | 0.5 | 85.59% | 0.46303 | 0.34091 | 0.28029 | 0 | 0 | 0.58193 | 0.82897 | 64.86% | 0.52557 | 0 | 0 | 0 | 0 | 0 | 0 | 0 | 0% | 0 | 0.35374 | 0.5 | 0 | 0 | 0.5 | 0.83369 | 1.4316 | 55.86% | 0.6333 | 0.46118 | 0 | 0 | 0 | 0 | 1.1326 | 8.1717 | 16.22% | 2.844 | 4349.5465 | 3804.8126 | 3275.741 | 3446.4698 | 457974% | 6417.1235 | 100% | 3252.5458 | 3739.2825 | 0 | 0 | 447490% | 5296.7941 | 73.87% | 7602.0923 | 10.3542 | 8.7524 | 14.103 | 3698.522 | 3684.06 | 2034 | 3584.682 | 3660.02 | 3698.522 | 1018.512 | 1116.96 | 1206.808 | 3556.982 | 3649.98 | 3684.06 | 1018.06 | 1109.56 | 1204.922 | 3509.657 | 3646.455 | 3697.077 | 1015.276 | 1104.42 | 1193.328
2035 | 16.3133 | 16.3151 | 10.5911 | 13.1337 | 19.5919 | 22.2005 | 16.3133 | 15.7802 | 14.2101 | 14.8842 | 17.6658 | 19.2516 | 5.055 | 5.011 | 5.055 | 4.8762 | 4.995 | 5.055 | 5.055 | 9.9892 | 9.8276 | 4.8269 | 6.966 | 12.7793 | 15.7648 | 18.2127 | 19.1728 | 11.2013 | 14.0312 | 23.0905 | 23.7773 | 0.45455 | 0.38182 | 0 | 0 | 3636.964 | 3650 | 3572 | 3603.5 | 3679 | 3684 | 0.47127 | 0.50043 | 0.32573 | 0.38077 | 0.57078 | 0.5886 | 9.5082 | 8.23 | 8.23 | 8.23 | 9.3136 | 13.1468 | 9.5098 | 9.0292 | 8.23 | 8.307 | 10.3807 | 11.7193 | 15.6716 | 13.9232 | 6.8666 | 9.3337 | 22.2463 | 26.018 | 0.33636 | 0.27273 | 0 | 0.10909 | 1110.5676 | 1104 | 1008 | 1047.5 | 1180 | 1207 | 0.64666 | 0.59171 | 0.37278 | 0.44858 | 0.85971 | 0.97061 | 9.6673 | 9.2197 | 8.7162 | 8.9304 | 9.5922 | 10.6708 | #DIV/0! | #DIV/0! | #DIV/0! | 0.39645 | 0.5 | 0 | 0.40783 | 0.5 | 0.5 | 85.59% | 0.46322 | 0.33156 | 0.2803 | 0 | 0 | 0.56964 | 0.78379 | 64.86% | 0.51115 | 0 | 0 | 0 | 0 | 0 | 0 | 0 | 0% | 0 | 0.34435 | 0.5 | 0 | 0 | 0.5 | 0.68984 | 1.4316 | 55.86% | 0.61649 | 0.46362 | 0 | 0 | 0 | 0 | 1.1234 | 7.8435 | 16.22% | 2.859 | 4358.5232 | 3782.2989 | 3268.2365 | 3467.1074 | 454520% | 6409.6389 | 100% | 3286.412 | 3712.5366 | 0 | 1591.4801 | 447311% | 5287.3608 | 74.77% | 7644.9351 | 10.3695 | 8.7524 | 14.2132 | 3699.296 | 3684.06 | 2035 | 3580.63 | 3663.36 | 3699.296 | 1018.414 | 1115.93 | 1208.638 | 3558.404 | 3649.83 | 3684.052 | 1019.032 | 1107.18 | 1206.832 | 3511.308 | 3646.48 | 3697.159 | 1015.552 | 1103.635 | 1194.241
2036 | 16.3133 | 16.3151 | 10.5911 | 13.1337 | 19.5919 | 22.2005 | 16.3133 | 15.7802 | 14.2101 | 14.8842 | 17.6658 | 19.2516 | 5.07 | 5.026 | 5.07 | 4.8912 | 5.01 | 5.07 | 5.07 | 9.9742 | 9.8126 | 4.8119 | 6.951 | 12.7643 | 15.7498 | 18.242 | 19.4911 | 11.008 | 13.8346 | 23.2657 | 23.7762 | 0.47273 | 0.38182 | 0 | 0 | 3637.1261 | 3653 | 3570 | 3601.5 | 3680 | 3684 | 0.4713 | 0.4928 | 0.32382 | 0.38494 | 0.5737 | 0.5886 | 9.4711 | 8.23 | 8.23 | 8.23 | 9.2226 | 13.0899 | 9.5128 | 9.1229 | 8.23 | 8.23 | 10.3591 | 11.6789 | 15.6962 | 13.7144 | 6.8666 | 9.5484 | 22.1389 | 26.0653 | 0.33636 | 0.26364 | 0 | 0.10909 | 1111.036 | 1102 | 1008 | 1050 | 1179 | 1207 | 0.64826 | 0.59171 | 0.37278 | 0.4571 | 0.85971 | 0.97061 | 9.659 | 9.2197 | 8.671 | 8.9301 | 9.5922 | 10.6594 | #DIV/0! | #DIV/0! | #DIV/0! | 0.39661 | 0.5 | 0 | 0.40783 | 0.5 | 0.5 | 85.59% | 0.46341 | 0.33412 | 0.2803 | 0 | 0 | 0.5699 | 0.82897 | 64.86% | 0.51511 | 0 | 0 | 0 | 0 | 0 | 0 | 0 | 0% | 0 | 0.34689 | 0.5 | 0 | 0 | 0.5 | 0.75872 | 1.4316 | 55.86% | 0.62105 | 0.45795 | 0 | 0 | 0 | 0 | 1.113 | 7.7629 | 16.22% | 2.824 | 4341.2241 | 3778.5467 | 3260.7319 | 3483.9926 | 454326% | 6402.1544 | 100% | 3258.1408 | 3714.7817 | 0 | 0 | 447287% | 5281.565 | 73.87% | 7599.3649 | 10.3324 | 8.7524 | 14.1467 | 3698.328 | 3684.05 | 2036 | 3583.828 | 3661.08 | 3698.328 | 1016.558 | 1109.71 | 1206.48 | 3558.42 | 3650.88 | 3684.05 | 1017.922 | 1104.42 | 1206.908 | 3511.163 | 3645.72 | 3698.075 | 1015.271 | 1102.81 | 1194.632
2037 | 16.3133 | 16.3151 | 10.5911 | 13.1337 | 19.5919 | 22.2005 | 16.3133 | 15.7802 | 14.2101 | 14.8842 | 17.6658 | 19.2516 | 5.085 | 5.041 | 5.085 | 4.9062 | 5.025 | 5.085 | 5.085 | 9.9592 | 9.7976 | 4.7969 | 6.936 | 12.7493 | 15.7348 | 18.2559 | 19.4773 | 11.0618 | 13.7987 | 23.4523 | 23.7932 | 0.46364 | 0.38182 | 0 | 0 | 3637.1081 | 3652 | 3570 | 3601 | 3682 | 3684 | 0.47203 | 0.50043 | 0.31998 | 0.38077 | 0.57662 | 0.5886 | 9.472 | 8.23 | 8.23 | 8.23 | 9.1825 | 13.0388 | 9.5107 | 9.1229 | 8.23 | 8.23 | 10.4038 | 11.7411 | 15.7088 | 13.7564 | 6.8666 | 9.8641 | 22.0038 | 26.0496 | 0.34545 | 0.25455 | 0 | 0.10909 | 1111.3333 | 1102 | 1008 | 1054.5 | 1178 | 1207 | 0.64915 | 0.58664 | 0.37278 | 0.46335 | 0.85537 | 0.97061 | 9.6713 | 9.2197 | 8.7037 | 8.9324 | 9.5922 | 10.651 | #DIV/0! | #DIV/0! | #DIV/0! | 0.39675 | 0.5 | 0 | 0.40783 | 0.5 | 0.5 | 85.59% | 0.46358 | 0.32996 | 0.2803 | 0 | 0 | 0.56763 | 0.7963 | 64.86% | 0.5087 | 0 | 0 | 0 | 0 | 0 | 0 | 0 | 0% | 0 | 0.34268 | 0.5 | 0 | 0 | 0.5 | 0.61664 | 1.4316 | 55.86% | 0.61351 | 0.46597 | 0 | 0 | 0 | 0 | 1.1035 | 7.813 | 16.22% | 2.8735 | 4342.8184 | 3804.8126 | 3249.4751 | 3489.621 | 453290% | 6409.4073 | 100% | 3319.7376 | 3685.7466 | 0 | 3203.7277 | 448398% | 5277.2505 | 75.68% | 7662.556 | 10.3333 | 8.7524 | 14.3034 | 3698.852 | 3684.05 | 2037 | 3580.818 | 3662.29 | 3698.852 | 1013.548 | 1110.66 | 1207.968 | 3559.824 | 3650.14 | 3684.05 | 1014.07 | 1106.68 | 1206.164 | 3510.623 | 3645.66 | 3697.611 | 1014.793 | 1102.42 | 1194.591
2038 | 16.3133 | 16.3151 | 10.5911 | 13.1337 | 19.5919 | 22.2005 | 16.3133 | 15.7802 | 14.2101 | 14.8842 | 17.6658 | 19.2516 | 5.1 | 5.056 | 5.1 | 4.9212 | 5.04 | 5.1 | 5.1 | 9.9442 | 9.7826 | 4.7819 | 6.921 | 12.7343 | 15.7198 | 18.2871 | 19.4424 | 10.9861 | 13.6036 | 23.5989 | 23.7793 | 0.46364 | 0.38182 | 0 | 0 | 3637.1622 | 3652 | 3569 | 3599 | 3682.5 | 3684 | 0.4722 | 0.49789 | 0.31998 | 0.37972 | 0.58261 | 0.5886 | 9.438 | 8.23 | 8.23 | 8.23 | 9.1381 | 12.985 | 9.5023 | 9.1229 | 8.23 | 8.23 | 10.4087 | 11.7411 | 15.6876 | 13.9457 | 6.8667 | 10.3673 | 21.8475 | 26.0501 | 0.32727 | 0.25455 | 0 | 0.10909 | 1111.2432 | 1104 | 1008 | 1061.5 | 1177 | 1207 | 0.64951 | 0.58664 | 0.37278 | 0.47459 | 0.85097 | 0.97061 | 9.6715 | 9.2197 | 8.7037 | 8.9356 | 9.5922 | 10.6446 | #DIV/0! | #DIV/0! | #DIV/0! | 0.39384 | 0.5 | 0 | 0.40783 | 0.5 | 0.5 | 84.68% | 0.46507 | 0.32846 | 0.2803 | 0 | 0 | 0.56436 | 0.79629 | 64.86% | 0.50638 | 0 | 0 | 0 | 0 | 0 | 0 | 0 | 0% | 0 | 0.34114 | 0.5 | 0 | 0 | 0.5 | 0.6101 | 1.4316 | 55.86% | 0.61076 | 0.46466 | 0 | 0 | 0 | 0 | 1.3466 | 7.774 | 17.12% | 2.7146 | 4326.6465 | 3786.0512 | 3234.466 | 3487.7449 | 451398% | 6387.1853 | 100% | 3287.8797 | 3684.6097 | 0 | 1570.4063 | 446477% | 5274.0308 | 74.77% | 7614.5262 | 10.2993 | 8.7524 | 14.0541 | 3698.704 | 3684.05 | 2038 | 3583.632 | 3661.01 | 3698.704 | 1015.546 | 1109.78 | 1206.79 | 3554.466 | 3648.51 | 3684.05 | 1014.094 | 1105.64 | 1206.918 | 3512.257 | 3646.21 | 3697.672 | 1014.306 | 1101.965 | 1194.409
2039 | 16.3133 | 16.3151 | 10.5911 | 13.1337 | 19.5919 | 22.2005 | 16.3133 | 15.7802 | 14.2101 | 14.8842 | 17.6658 | 19.2516 | 5.115 | 5.071 | 5.115 | 4.9362 | 5.055 | 5.115 | 5.115 | 9.9292 | 9.7676 | 4.7669 | 6.906 | 12.7193 | 15.7048 | 18.2953 | 19.4368 | 10.801 | 13.5266 | 23.729 | 23.7953 | 0.47273 | 0.38182 | 0 | 0 | 3637.1171 | 3652 | 3567 | 3598.5 | 3683 | 3684 | 0.47269 | 0.49789 | 0.31806 | 0.37579 | 0.58411 | 0.5886 | 9.4476 | 8.23 | 8.23 | 8.23 | 9.1738 | 13.159 | 9.4939 | 9.1056 | 8.23 | 8.23 | 10.4011 | 11.801 | 15.6835 | 13.8878 | 6.8667 | 10.1423 | 21.294 | 26.0426 | 0.32727 | 0.24545 | 0 | 0.10909 | 1111.3784 | 1104 | 1008 | 1058.5 | 1172.5 | 1207 | 0.64893 | 0.59171 | 0.37278 | 0.49181 | 0.84657 | 0.97061 | 9.6641 | 9.2197 | 8.671 | 8.9318 | 9.5922 | 10.6373 | #DIV/0! | #DIV/0! | #DIV/0! | 0.39553 | 0.5 | 0 | 0.40783 | 0.5 | 0.5 | 85.59% | 0.46215 | 0.32983 | 0.2803 | 0 | 0 | 0.56816 | 0.82897 | 64.86% | 0.50849 | 0 | 0 | 0 | 0 | 0 | 0 | 0 | 0% | 0 | 0.34248 | 0.5 | 0 | 0 | 0.5 | 0.61772 | 1.4316 | 55.86% | 0.61316 | 0.45857 | 0 | 0 | 0 | 0 | 1.2427 | 8.0355 | 17.12% | 2.679 | 4331.8195 | 3804.8126 | 3249.4751 | 3474.6119 | 452028% | 6425.7954 | 100% | 3339.9639 | 3658.7397 | 0 | 3188.6824 | 447347% | 5270.3089 | 76.58% | 7671.7835 | 10.3089 | 8.7524 | 14.5228 | 3698.626 | 3684.05 | 2039 | 3582.624 | 3661.42 | 3698.626 | 1014.182 | 1110.02 | 1206.754 | 3555.476 | 3649.09 | 3684.05 | 1014.326 | 1107.14 | 1205.864 | 3511.853 | 3645.61 | 3698.226 | 1013.903 | 1101.115 | 1194.496
2040 | 16.3133 | 16.3151 | 10.5911 | 13.1337 | 19.5919 | 22.2005 | 16.3133 | 15.7802 | 14.2101 | 14.8842 | 17.6658 | 19.2516 | 5.13 | 5.086 | 5.13 | 4.9512 | 5.07 | 5.13 | 5.13 | 9.9142 | 9.7526 | 4.7519 | 6.891 | 12.7043 | 15.6898 | 18.2792 | 19.275 | 10.7796 | 13.4882 | 23.7373 | 23.7993 | 0.45455 | 0.4 | 0 | 0 | 3636.8559 | 3651 | 3567 | 3598 | 3683 | 3684 | 0.47287 | 0.49789 | 0.31423 | 0.37475 | 0.58561 | 0.5886 | 9.4589 | 8.23 | 8.23 | 8.23 | 9.3008 | 13.2351 | 9.4884 | 9.0905 | 8.23 | 8.23 | 10.3101 | 11.7931 | 15.6787 | 13.9142 | 6.8756 | 10.3804 | 21.6151 | 25.88 | 0.31818 | 0.24545 | 0 | 0.1 | 1111.4414 | 1104 | 1009 | 1061.5 | 1175 | 1206 | 0.64881 | 0.59171 | 0.37278 | 0.48459 | 0.82677 | 0.97061 | 9.6762 | 9.2294 | 8.7188 | 9.0065 | 9.5922 | 10.8022 | #DIV/0! | #DIV/0! | #DIV/0! | 0.39417 | 0.5 | 0 | 0.40783 | 0.5 | 0.5 | 84.68% | 0.46545 | 0.31727 | 0.2706 | 0 | 0 | 0.4935 | 0.78117 | 64.86% | 0.48913 | 0 | 0 | 0 | 0 | 0 | 0 | 0 | 0% | 0 | 0.32989 | 0.5 | 0 | 0 | 0.5 | 0.51095 | 1.4316 | 54.95% | 0.60029 | 0.45816 | 0 | 0 | 0 | 0 | 1.2687 | 7.9292 | 17.12% | 2.6766 | 4336.524 | 3816.0695 | 3223.2091 | 3468.9835 | 459028% | 6565.2716 | 100% | 3397.1029 | 3669.274 | 0 | 3242.3814 | 445083% | 5268.1679 | 78.38% | 7733.6268 | 10.3202 | 8.7524 | 14.5078 | 3698.466 | 3684.04 | 2040 | 3583.212 | 3659.66 | 3698.466 | 1013.546 | 1108.29 | 1206.522 | 3560.464 | 3650.12 | 3684.04 | 1014.56 | 1105.87 | 1205.804 | 3511.533 | 3644.065 | 3698.097 | 1011.754 | 1102.005 | 1193.87
2041 | 16.3133 | 16.3151 | 10.5911 | 13.1337 | 19.5919 | 22.2005 | 16.3133 | 15.7802 | 14.2101 | 14.8842 | 17.6658 | 19.2516 | 5.145 | 5.101 | 5.145 | 4.9662 | 5.085 | 5.145 | 5.145 | 9.8992 | 9.7376 | 4.7369 | 6.876 | 12.6893 | 15.6748 | 18.2575 | 19.2162 | 10.8242 | 13.5112 | 23.7421 | 23.7998 | 0.46364 | 0.4 | 0 | 0 | 3636.6126 | 3650 | 3567 | 3598 | 3683.5 | 3684 | 0.47253 | 0.49535 | 0.31423 | 0.37379 | 0.58561 | 0.5886 | 9.4501 | 8.23 | 8.23 | 8.23 | 9.3444 | 13.2886 | 9.4798 | 9.0643 | 8.23 | 8.23 | 10.3624 | 11.7784 | 15.6884 | 14.0126 | 6.8727 | 10.4815 | 21.5386 | 26.0274 | 0.30909 | 0.24545 | 0 | 0.10909 | 1111.5856 | 1105 | 1008 | 1062.5 | 1174.5 | 1207 | 0.6487 | 0.59171 | 0.37484 | 0.49152 | 0.83777 | 0.96649 | 9.6528 | 9.2184 | 8.7188 | 8.9706 | 9.5922 | 10.6251 | #DIV/0! | #DIV/0! | #DIV/0! | 0.39563 | 0.5 | 0 | 0.40783 | 0.5 | 0.5 | 85.59% | 0.46226 | 0.33089 | 0.28164 | 0 | 0 | 0.52941 | 0.78117 | 65.77% | 0.50313 | 0 | 0 | 0 | 0 | 0 | 0 | 0 | 0% | 0 | 0.34394 | 0.5 | 0 | 0 | 0.5 | 0.5323 | 1.4316 | 56.76% | 0.60599 | 0.44878 | 0 | 0 | 0 | 0 | 1.4178 | 8.1339 | 17.12% | 2.6218 | 4330.3233 | 3801.0603 | 3234.466 | 3476.4881 | 462683% | 6525.5671 | 100% | 3357.9511 | 3661.0376 | 0 | 3224.2926 | 444661% | 5264.0857 | 77.48% | 7688.2744 | 10.3114 | 8.7524 | 14.4928 | 3698.472 | 3684.04 | 2041 | 3582.816 | 3659.47 | 3698.472 | 1012.984 | 1107.42 | 1205.734 | 3557.722 | 3651.11 | 3684.04 | 1014.16 | 1106.74 | 1204.74 | 3510.774 | 3644.955 | 3698.257 | 1012.676 | 1099.245 | 1193.171
2042 | 16.3133 | 16.3151 | 10.5911 | 13.1337 | 19.5919 | 22.2005 | 16.3133 | 15.7802 | 14.2101 | 14.8842 | 17.6658 | 19.2516 | 5.16 | 5.116 | 5.16 | 4.9812 | 5.1 | 5.16 | 5.16 | 9.8842 | 9.7226 | 4.7219 | 6.861 | 12.6743 | 15.6598 | 18.2281 | 19.1141 | 10.7468 | 13.7247 | 23.7443 | 23.7998 | 0.47273 | 0.39091 | 0 | 0 | 3636.3784 | 3650 | 3566 | 3600.5 | 3683.5 | 3684 | 0.47207 | 0.4928 | 0.31423 | 0.37379 | 0.5871 | 0.5886 | 9.4441 | 8.23 | 8.23 | 8.23 | 9.3171 | 13.2769 | 9.4723 | 9.0651 | 8.23 | 8.23 | 10.3745 | 11.7634 | 15.6804 | 14.2516 | 6.8698 | 10.3429 | 21.4718 | 26.0198 | 0.31818 | 0.24545 | 0 | 0.10909 | 1111.6486 | 1107 | 1008 | 1061 | 1174 | 1207 | 0.64886 | 0.59425 | 0.37278 | 0.49412 | 0.83557 | 0.97061 | 9.6647 | 9.2184 | 8.7034 | 8.9706 | 9.5922 | 10.9384 | #DIV/0! | #DIV/0! | #DIV/0! | 0.39493 | 0.5 | 0 | 0.40783 | 0.5 | 0.5 | 84.68% | 0.46635 | 0.33033 | 0.28164 | 0 | 0 | 0.52941 | 0.79662 | 65.77% | 0.50228 | 0 | 0 | 0 | 0 | 0 | 0 | 0 | 0% | 0 | 0.34334 | 0.5 | 0 | 0 | 0.5 | 0.53798 | 1.4316 | 56.76% | 0.60494 | 0.46006 | 0 | 0 | 0 | 0 | 1.6354 | 8.0795 | 17.12% | 2.6877 | 4325.5982 | 3793.5558 | 3200.6954 | 3463.3551 | 461333% | 6552.5888 | 100% | 3420.5181 | 3655.7572 | 0 | 3264.4404 | 444344% | 5384.4676 | 79.28% | 7746.1163 | 10.3054 | 8.7524 | 14.4778 | 3699.02 | 3684.03 | 2042 | 3581.72 | 3662.43 | 3699.02 | 1013.506 | 1107.88 | 1205.328 | 3557.68 | 3649.73 | 3684.03 | 1014.184 | 1108.34 | 1205.508 | 3509.163 | 3645.19 | 3698.441 | 1012.707 | 1098.68 | 1191.401
2043 | 16.3133 | 16.3151 | 10.5911 | 13.1337 | 19.5919 | 22.2005 | 16.3133 | 15.7802 | 14.2101 | 14.8842 | 17.6658 | 19.2516 | 5.175 | 5.131 | 5.175 | 4.9962 | 5.115 | 5.175 | 5.175 | 9.8692 | 9.7076 | 4.7069 | 6.846 | 12.6593 | 15.6448 | 18.1923 | 19.0702 | 10.5734 | 13.4564 | 23.7428 | 23.7998 | 0.45455 | 0.39091 | 0 | 0 | 3636.0721 | 3649 | 3564 | 3597.5 | 3683.5 | 3684 | 0.47142 | 0.4928 | 0.31231 | 0.37876 | 0.5871 | 0.5886 | 9.4366 | 8.23 | 8.23 | 8.23 | 9.2902 | 13.1983 | 9.462 | 9.04 | 8.23 | 8.23 | 10.3404 | 11.7487 | 15.6768 | 14.2895 | 6.8738 | 10.3403 | 21.4681 | 26.0123 | 0.30909 | 0.24545 | 0 | 0.10909 | 1111.7207 | 1108 | 1009 | 1061 | 1174 | 1207 | 0.64863 | 0.59933 | 0.37278 | 0.49065 | 0.83337 | 0.97061 | 9.653 | 9.2184 | 8.7188 | 9.0065 | 9.579 | 10.6343 | #DIV/0! | #DIV/0! | #DIV/0! | 0.40158 | 0.5 | 0 | 0.42098 | 0.5 | 0.5 | 85.59% | 0.46921 | 0.32453 | 0.28164 | 0 | 0 | 0.4935 | 0.78117 | 66.67% | 0.4868 | 0 | 0 | 0 | 0 | 0 | 0 | 0 | 0% | 0 | 0.34095 | 0.5 | 0 | 0 | 0.5 | 0.51095 | 1.4316 | 57.66% | 0.59133 | 0.44595 | 0 | 0 | 0 | 0 | 1.4274 | 8.1052 | 15.32% | 2.9118 | 4319.8243 | 3801.0603 | 3193.1909 | 3468.9835 | 460002% | 6535.2114 | 100% | 3439.6112 | 3661.0376 | 0 | 3266.3417 | 444122% | 5257.497 | 80.18% | 7759.4355 | 10.2979 | 8.7524 | 14.4628 | 3699.366 | 3684.03 | 2043 | 3582.174 | 3665.41 | 3699.366 | 1013.614 | 1106.6 | 1205.504 | 3556.782 | 3650.39 | 3684.03 | 1013.312 | 1109.65 | 1205.128 | 3507.894 | 3645.11 | 3698.578 | 1014.331 | 1098.59 | 1192.185
2044 | 16.3133 | 16.3151 | 10.5911 | 13.1337 | 19.5919 | 22.2005 | 16.3133 | 15.7802 | 14.2101 | 14.8842 | 17.6658 | 19.2516 | 5.19 | 5.146 | 5.19 | 5.0112 | 5.13 | 5.19 | 5.19 | 9.8542 | 9.6926 | 4.6919 | 6.831 | 12.6443 | 15.6298 | 18.154 | 18.9107 | 10.4269 | 13.4854 | 23.7364 | 23.7998 | 0.45455 | 0.39091 | 0 | 0 | 3635.6757 | 3648 | 3562 | 3597.5 | 3683 | 3684 | 0.47072 | 0.49026 | 0.30848 | 0.37283 | 0.5871 | 0.5886 | 9.4251 | 8.23 | 8.23 | 8.23 | 9.2035 | 13.1833 | 9.4552 | 9.0204 | 8.23 | 8.23 | 10.3331 | 11.7337 | 15.673 | 14.3025 | 6.8716 | 10.5337 | 21.4058 | 26.0047 | 0.31818 | 0.22727 | 0 | 0.10909 | 1111.7387 | 1108 | 1008 | 1063.5 | 1173.5 | 1207 | 0.64864 | 0.60187 | 0.37484 | 0.49056 | 0.83337 | 0.97061 | 9.6416 | 9.1888 | 8.7038 | 8.9431 | 9.579 | 10.7272 | #DIV/0! | #DIV/0! | #DIV/0! | 0.40128 | 0.5 | 0 | 0.42098 | 0.5 | 0.5 | 85.59% | 0.46886 | 0.33385 | 0.31121 | 0 | 0 | 0.55694 | 0.79617 | 67.57% | 0.4941 | 0 | 0 | 0 | 0 | 0 | 0 | 0 | 0% | 0 | 0.35034 | 0.5 | 0 | 0 | 0.5 | 0.53987 | 1.4316 | 58.56% | 0.59828 | 0.444 | 0 | 0 | 0 | 0 | 1.5203 | 8.06 | 16.22% | 2.738 | 4311.4586 | 3804.8126 | 3185.6863 | 3453.9744 | 455305% | 6510.1211 | 100% | 3407.7705 | 3652.7244 | 0 | 3269.3306 | 443478% | 5253.892 | 79.28% | 7719.2291 | 10.2863 | 8.7524 | 14.4205 | 3699.38 | 3684.042 | 2044 | 3579.824 | 3665.26 | 3699.38 | 1012.932 | 1105.59 | 1207.998 | 3557.416 | 3650.3 | 3684.036 | 1012.99 | 1108.84 | 1206.278 | 3506.369 | 3644.515 | 3698.685 | 1013.258 | 1097.915 | 1190.49
2045 | 16.3133 | 16.3151 | 10.5911 | 13.1337 | 19.5919 | 22.2005 | 16.3133 | 15.7802 | 14.2101 | 14.8842 | 17.6658 | 19.2516 | 5.205 | 5.161 | 5.205 | 5.0262 | 5.145 | 5.205 | 5.205 | 9.8392 | 9.6776 | 4.6769 | 6.816 | 12.6293 | 15.6148 | 18.1092 | 18.8717 | 10.1851 | 13.2163 | 23.7298 | 23.7998 | 0.46364 | 0.4 | 0 | 0 | 3635.1351 | 3648 | 3559 | 3595 | 3683 | 3684 | 0.46996 | 0.48772 | 0.30464 | 0.37283 | 0.58561 | 0.5886 | 9.4179 | 8.23 | 8.23 | 8.23 | 9.1538 | 13.1683 | 9.4461 | 9.0154 | 8.23 | 8.23 | 10.3178 | 11.6947 | 15.6687 | 14.0864 | 6.8716 | 10.4435 | 21.2715 | 25.9971 | 0.31818 | 0.22727 | 0 | 0.1 | 1111.7027 | 1106 | 1008 | 1062.5 | 1172.5 | 1207 | 0.64846 | 0.60187 | 0.37278 | 0.49643 | 0.83117 | 0.97061 | 9.6351 | 9.1888 | 8.7188 | 8.9706 | 9.5678 | 10.5972 | #DIV/0! | #DIV/0! | #DIV/0! | 0.40258 | 0.5 | 0 | 0.43218 | 0.5 | 0.5 | 85.59% | 0.47039 | 0.33361 | 0.31121 | 0 | 0 | 0.52941 | 0.78117 | 68.47% | 0.48725 | 0 | 0 | 0 | 0 | 0 | 0 | 0 | 0% | 0 | 0.35097 | 0.5 | 0 | 0 | 0.5 | 0.51095 | 1.4316 | 59.46% | 0.59027 | 0.43809 | 0 | 0 | 0 | 0 | 1.2348 | 8.0664 | 15.32% | 2.8605 | 4304.4485 | 3816.0695 | 3181.934 | 3422.08 | 454074% | 6489.6646 | 100% | 3373.6485 | 3651.8136 | 0 | 3281.8134 | 443053% | 5249.9257 | 78.38% | 7678.0971 | 10.2792 | 8.7524 | 14.4328 | 3698.8 | 3684.02 | 2045 | 3582.294 | 3663.91 | 3698.8 | 1013.464 | 1104.41 | 1204.7 | 3559.668 | 3649.23 | 3684.02 | 1012.976 | 1107.93 | 1203.79 | 3505.793 | 3644.67 | 3698.777 | 1013.887 | 1097.24 | 1191.575
2046 | 16.3133 | 16.3151 | 10.5911 | 13.1337 | 19.5919 | 22.2005 | 16.3133 | 15.7802 | 14.2101 | 14.8842 | 17.6658 | 19.2516 | 5.22 | 5.176 | 5.22 | 5.0412 | 5.16 | 5.22 | 5.22 | 9.8242 | 9.6626 | 4.6619 | 6.801 | 12.6143 | 15.5998 | 18.0663 | 18.8468 | 10.1099 | 13.0611 | 23.7171 | 23.7998 | 0.46364 | 0.38182 | 0 | 0 | 3634.7207 | 3647 | 3558 | 3593.5 | 3683 | 3684 | 0.46893 | 0.48772 | 0.29907 | 0.36802 | 0.58561 | 0.5886 | 9.4019 | 8.23 | 8.23 | 8.23 | 9.1387 | 13.1533 | 9.4392 | 8.9988 | 8.23 | 8.23 | 10.2944 | 11.6886 | 15.6535 | 14.3396 | 6.8782 | 10.3027 | 21.2502 | 25.9893 | 0.30909 | 0.22727 | 0 | 0.1 | 1111.4865 | 1108 | 1009 | 1060.5 | 1172.5 | 1207 | 0.64829 | 0.59679 | 0.37278 | 0.49412 | 0.82677 | 0.97061 | 9.6305 | 9.1888 | 8.7188 | 8.9989 | 9.5678 | 10.5899 | #DIV/0! | #DIV/0! | #DIV/0! | 0.40259 | 0.5 | 0 | 0.43218 | 0.5 | 0.5 | 85.59% | 0.47039 | 0.33256 | 0.31121 | 0 | 0 | 0.50113 | 0.78117 | 68.47% | 0.48571 | 0 | 0 | 0 | 0 | 0 | 0 | 0 | 0% | 0 | 0.34988 | 0.5 | 0 | 0 | 0.5 | 0.5 | 1.4316 | 59.46% | 0.58844 | 0.43236 | 0 | 0 | 0 | 0 | 1.2892 | 7.838 | 15.32% | 2.8231 | 4292.9742 | 3823.574 | 3181.934 | 3414.5754 | 453326% | 6470.5678 | 100% | 3399.1271 | 3637.7121 | 0 | 3279.5864 | 442415% | 5246.222 | 79.28% | 7692.1012 | 10.2632 | 8.7524 | 14.0765 | 3698.956 | 3684.02 | 2046 | 3580.544 | 3664.39 | 3698.956 | 1013.464 | 1104.01 | 1204.652 | 3560.09 | 3649.51 | 3684.02 | 1014.068 | 1107.23 | 1203.94 | 3504.902 | 3644.65 | 3698.907 | 1012.643 | 1096.945 | 1191.377
2047 | 16.3133 | 16.3151 | 10.5911 | 13.1337 | 19.5919 | 22.2005 | 16.3133 | 15.7802 | 14.2101 | 14.8842 | 17.6658 | 19.2516 | 5.235 | 5.191 | 5.235 | 5.0562 | 5.175 | 5.235 | 5.235 | 9.8092 | 9.6476 | 4.6469 | 6.786 | 12.5993 | 15.5848 | 18.0139 | 18.8192 | 10.1445 | 13.0097 | 23.7049 | 23.7998 | 0.47273 | 0.38182 | 0 | 0 | 3634.2342 | 3647 | 3559 | 3592.5 | 3683 | 3684 | 0.46802 | 0.48517 | 0.29733 | 0.36513 | 0.58561 | 0.5886 | 9.3981 | 8.23 | 8.23 | 8.23 | 9.1237 | 13.1383 | 9.4318 | 8.9859 | 8.23 | 8.23 | 10.3044 | 11.6768 | 15.6417 | 14.3864 | 6.8716 | 10.5154 | 21.0326 | 25.9765 | 0.30909 | 0.22727 | 0 | 0.1 | 1111.3964 | 1109 | 1008 | 1063 | 1170.5 | 1206 | 0.64774 | 0.60187 | 0.37484 | 0.4894 | 0.82677 | 0.97061 | 9.6237 | 9.1748 | 8.7188 | 8.9445 | 9.5678 | 10.5802 | #DIV/0! | #DIV/0! | #DIV/0! | 0.40245 | 0.5 | 0 | 0.43218 | 0.5 | 0.5 | 85.59% | 0.47024 | 0.33728 | 0.32519 | 0 | 0 | 0.55546 | 0.78117 | 68.47% | 0.49261 | 0 | 0 | 0 | 0 | 0 | 0 | 0 | 0% | 0 | 0.35617 | 0.5 | 0 | 0 | 0.5 | 0.53987 | 1.4316 | 60.36% | 0.59008 | 0.43193 | 0 | 0 | 0 | 0 | 1.2359 | 7.8789 | 16.22% | 2.6636 | 4287.7292 | 3816.0695 | 3178.1817 | 3412.6993 | 452580% | 6449.7844 | 100% | 3423.6741 | 3641.3298 | 0 | 3265.5198 | 442572% | 5241.3035 | 80.18% | 7711.4034 | 10.2594 | 8.7524 | 14.4028 | 3699.4 | 3684.022 | 2047 | 3579.506 | 3663.87 | 3699.4 | 1014.472 | 1102.65 | 1205.958 | 3556.906 | 3647.76 | 3684.022 | 1014.524 | 1107.34 | 1203.772 | 3504.542 | 3643.93 | 3699.145 | 1012.258 | 1097.16 | 1190.554
2048 | 16.3133 | 16.3151 | 10.5911 | 13.1337 | 19.5919 | 22.2005 | 16.3133 | 15.7802 | 14.2101 | 14.8842 | 17.6658 | 19.2516 | 5.25 | 5.206 | 5.25 | 5.0712 | 5.19 | 5.25 | 5.25 | 9.7942 | 9.6326 | 4.6319 | 6.771 | 12.5843 | 15.5698 | 17.9399 | 18.7916 | 10.1713 | 13.0049 | 23.6941 | 23.7998 | 0.44545 | 0.37273 | 0 | 0 | 3633.4775 | 3647 | 3559 | 3592.5 | 3683 | 3684 | 0.46694 | 0.48517 | 0.29907 | 0.36321 | 0.58561 | 0.5886 | 9.4076 | 8.23 | 8.23 | 8.23 | 9.1086 | 13.1232 | 9.4288 | 8.9984 | 8.23 | 8.23 | 10.2574 | 11.6739 | 15.6431 | 14.2584 | 6.8807 | 10.4118 | 21.0965 | 25.7757 | 0.30909 | 0.22727 | 0 | 0.090909 | 1111.5225 | 1108 | 1009 | 1062 | 1171 | 1205 | 0.6473 | 0.60441 | 0.37278 | 0.49527 | 0.81797 | 0.96649 | 9.6201 | 9.1591 | 8.7188 | 8.9431 | 9.579 | 10.5733 | #DIV/0! | #DIV/0! | #DIV/0! | 0.39914 | 0.5 | 0 | 0.42098 | 0.5 | 0.5 | 85.59% | 0.46636 | 0.33958 | 0.34089 | 0 | 0 | 0.55694 | 0.78117 | 68.47% | 0.49597 | 0 | 0 | 0 | 0 | 0 | 0 | 0 | 0% | 0 | 0.35559 | 0.5 | 0 | 0 | 0.5 | 0.51095 | 1.4316 | 60.36% | 0.58911 | 0.42769 | 0 | 0 | 0 | 0 | 1.1643 | 7.8098 | 16.22% | 2.6374 | 4287.8929 | 3778.5467 | 3174.4295 | 3401.4424 | 451363% | 6509.7689 | 100% | 3450.2422 | 3636.3287 | 0 | 3289.7292 | 441926% | 5115.6744 | 81.08% | 7738.1351 | 10.2689 | 8.7524 | 14.3878 | 3699.06 | 3684.022 | 2048 | 3576.296 | 3663.74 | 3699.06 | 1013.482 | 1103.03 | 1203.77 | 3557.072 | 3649.09 | 3684.022 | 1014.204 | 1105.67 | 1203.122 | 3502.945 | 3643.77 | 3698.969 | 1012.13 | 1095.685 | 1191.332
2049 | 16.3133 | 16.3151 | 10.5911 | 13.1337 | 19.5919 | 22.2005 | 16.3133 | 15.7802 | 14.2101 | 14.8842 | 17.6658 | 19.2516 | 5.265 | 5.221 | 5.265 | 5.0862 | 5.205 | 5.265 | 5.265 | 9.7792 | 9.6176 | 4.6169 | 6.756 | 12.5693 | 15.5548 | 17.8688 | 18.596 | 10.1188 | 12.9016 | 23.6768 | 23.7998 | 0.43636 | 0.37273 | 0 | 0 | 3632.7477 | 3645 | 3558 | 3591.5 | 3683 | 3684 | 0.46532 | 0.48517 | 0.29907 | 0.36321 | 0.58561 | 0.5886 | 9.3912 | 8.23 | 8.23 | 8.23 | 9.0935 | 13.1082 | 9.4232 | 8.9998 | 8.23 | 8.23 | 10.2698 | 11.6589 | 15.6334 | 14.007 | 6.9293 | 10.2328 | 21.0182 | 25.9371 | 0.3 | 0.23636 | 0 | 0.1 | 1111.3423 | 1105 | 1009 | 1059.5 | 1170.5 | 1206 | 0.64748 | 0.60187 | 0.37484 | 0.49296 | 0.82017 | 0.96238 | 9.6149 | 9.1557 | 8.7246 | 8.9706 | 9.5662 | 10.5653 | #DIV/0! | #DIV/0! | #DIV/0! | 0.40358 | 0.5 | 0 | 0.43375 | 0.5 | 0.5 | 85.59% | 0.47155 | 0.33777 | 0.34428 | 0 | 0 | 0.52941 | 0.77538 | 69.37% | 0.48692 | 0 | 0 | 0 | 0 | 0 | 0 | 0 | 0% | 0 | 0.35717 | 0.5 | 0 | 0 | 0.5 | 0.5 | 1.4316 | 61.26% | 0.58303 | 0.42408 | 0 | 0 | 0 | 0 | 1.3161 | 7.7935 | 16.22% | 2.6152 | 4274.1707 | 3774.7944 | 3163.1726 | 3393.9379 | 443976% | 6502.3223 | 100% | 3388.3772 | 3636.3287 | 0 | 3289.9696 | 442405% | 5233.687 | 79.28% | 7662.548 | 10.2525 | 8.7524 | 14.3728 | 3699.372 | 3684.002 | 2049 | 3577.922 | 3664.26 | 3699.372 | 1014.448 | 1103.54 | 1203.964 | 3554.244 | 3648.4 | 3684.002 | 1014.476 | 1105.27 | 1203.03 | 3501.644 | 3643.235 | 3698.965 | 1011.805 | 1097.655 | 1190.316
2050 | 16.3133 | 16.3151 | 10.5911 | 13.1337 | 19.5919 | 22.2005 | 16.3133 | 15.7802 | 14.2101 | 14.8842 | 17.6658 | 19.2516 | 5.28 | 5.236 | 5.28 | 5.1012 | 5.22 | 5.28 | 5.28 | 9.7642 | 9.6026 | 4.6019 | 6.741 | 12.5543 | 15.5398 | 17.8037 | 18.4941 | 10.0022 | 12.8477 | 23.6675 | 23.7998 | 0.43636 | 0.37273 | 0 | 0 | 3632.0631 | 3644 | 3557 | 3591 | 3683 | 3684 | 0.46378 | 0.48009 | 0.29733 | 0.36128 | 0.58561 | 0.5886 | 9.3711 | 8.23 | 8.23 | 8.23 | 9.0033 | 13.0718 | 9.4144 | 8.9786 | 8.23 | 8.23 | 10.2582 | 11.644 | 15.5901 | 13.8705 | 6.8718 | 10.1297 | 20.9432 | 25.9165 | 0.3 | 0.23636 | 0 | 0.1 | 1110.9189 | 1103 | 1008 | 1058 | 1170 | 1206 | 0.64721 | 0.59425 | 0.37484 | 0.48709 | 0.81797 | 0.96649 | 9.6294 | 9.1518 | 8.7246 | 8.9481 | 9.5662 | 10.5577 | #DIV/0! | #DIV/0! | #DIV/0! | 0.40251 | 0.5 | 0 | 0.43375 | 0.5 | 0.5 | 85.59% | 0.4703 | 0.33998 | 0.34823 | 0 | 0 | 0.55189 | 0.77538 | 69.37% | 0.4901 | 0 | 0 | 0 | 0 | 0 | 0 | 0 | 0% | 0 | 0.35934 | 0.5 | 0 | 0 | 0.5 | 0.51095 | 1.4316 | 61.26% | 0.58658 | 0.44081 | 0 | 0 | 0 | 0 | 1.3265 | 7.8623 | 16.22% | 2.7183 | 4258.9442 | 3778.5467 | 3140.6589 | 3386.4333 | 436840% | 6382.3408 | 100% | 3364.4151 | 3641.3298 | 0 | 3260.5771 | 441967% | 5229.8679 | 78.38% | 7623.3593 | 10.2324 | 8.7524 | 14.3578 | 3699.502 | 3684 | 2050 | 3575.034 | 3664.38 | 3699.502 | 1014.4 | 1101.03 | 1204.162 | 3553.002 | 3648.46 | 3684 | 1014.708 | 1102.13 | 1204.232 | 3500.538 | 3642.755 | 3699.168 | 1011.926 | 1097.785 | 1189.378
2051 | 16.3133 | 16.3151 | 10.5911 | 13.1337 | 19.5919 | 22.2005 | 16.3133 | 15.7802 | 14.2101 | 14.8842 | 17.6658 | 19.2516 | 5.295 | 5.251 | 5.295 | 5.1162 | 5.235 | 5.295 | 5.295 | 9.7492 | 9.5876 | 4.5869 | 6.726 | 12.5393 | 15.5248 | 17.742 | 18.3875 | 9.8776 | 12.7935 | 23.6316 | 23.7999 | 0.43636 | 0.36364 | 0 | 0 | 3631.4505 | 3644 | 3555 | 3590.5 | 3683 | 3684 | 0.46233 | 0.47755 | 0.2956 | 0.36032 | 0.58561 | 0.5886 | 9.3539 | 8.23 | 8.23 | 8.23 | 8.9004 | 12.9912 | 9.4048 | 8.9539 | 8.23 | 8.23 | 10.2408 | 11.6293 | 15.5472 | 13.8463 | 6.8718 | 9.9667 | 20.9328 | 25.8958 | 0.3 | 0.22727 | 0 | 0.1 | 1110.4865 | 1103 | 1008 | 1055.5 | 1170 | 1206 | 0.64591 | 0.58917 | 0.37278 | 0.48334 | 0.81577 | 0.96649 | 9.6131 | 9.1515 | 8.7188 | 8.9476 | 9.5393 | 10.5511 | #DIV/0! | #DIV/0! | #DIV/0! | 0.40684 | 0.5 | 0 | 0.46068 | 0.5 | 0.5 | 85.59% | 0.47535 | 0.34529 | 0.34849 | 0 | 0 | 0.55239 | 0.78117 | 71.17% | 0.48515 | 0 | 0 | 0 | 0 | 0 | 0 | 0 | 0% | 0 | 0.36889 | 0.5 | 0 | 0 | 0.5 | 0.51095 | 1.4316 | 63.06% | 0.58495 | 0.43401 | 0 | 0 | 0 | 0 | 1.258 | 7.854 | 15.32% | 2.8339 | 4245.559 | 3767.2898 | 3129.4021 | 3378.9288 | 436040% | 6361.3453 | 100% | 3352.702 | 3664.0281 | 0 | 3260.9138 | 441740% | 5226.481 | 78.38% | 7598.261 | 10.2152 | 8.7524 | 13.8658 | 3699.698 | 3683.998 | 2051 | 3573.872 | 3664.01 | 3699.698 | 1014.396 | 1100.48 | 1203.668 | 3556.316 | 3648.05 | 3683.998 | 1014.176 | 1101.94 | 1203.962 | 3499.472 | 3642.43 | 3699.063 | 1011.845 | 1096.675 | 1189.628
2052 | 16.3133 | 16.3151 | 10.5911 | 13.1337 | 19.5919 | 22.2005 | 16.3133 | 15.7802 | 14.2101 | 14.8842 | 17.6658 | 19.2516 | 5.31 | 5.266 | 5.31 | 5.1312 | 5.25 | 5.31 | 5.31 | 9.7342 | 9.5726 | 4.5719 | 6.711 | 12.5243 | 15.5098 | 17.6744 | 18.2848 | 9.7524 | 12.6363 | 23.6291 | 23.7998 | 0.43636 | 0.36364 | 0 | 0 | 3630.7027 | 3643 | 3553 | 3588.5 | 3683 | 3684 | 0.46106 | 0.47755 | 0.29212 | 0.35936 | 0.58561 | 0.5886 | 9.3466 | 8.23 | 8.23 | 8.23 | 8.7779 | 12.9483 | 9.395 | 8.9197 | 8.23 | 8.23 | 10.2174 | 11.6184 | 15.5057 | 13.8389 | 6.9547 | 9.8286 | 20.8553 | 25.8761 | 0.3 | 0.22727 | 0 | 0.1 | 1110.1532 | 1103 | 1010 | 1054 | 1169.5 | 1206 | 0.64456 | 0.58917 | 0.37278 | 0.47709 | 0.81577 | 0.96649 | 9.6057 | 9.1515 | 8.7188 | 8.9706 | 9.5393 | 10.5437 | #DIV/0! | #DIV/0! | #DIV/0! | 0.40643 | 0.5 | 0 | 0.46068 | 0.5 | 0.5 | 85.59% | 0.47488 | 0.3443 | 0.34849 | 0 | 0 | 0.52941 | 0.78117 | 71.17% | 0.48376 | 0 | 0 | 0 | 0 | 0 | 0 | 0 | 0% | 0 | 0.3679 | 0.5 | 0 | 0 | 0.5 | 0.5 | 1.4316 | 63.06% | 0.58338 | 0.42559 | 0 | 0 | 0 | 0 | 1.2998 | 7.7735 | 15.32% | 2.7788 | 4236.8913 | 3756.033 | 3125.6498 | 3369.5481 | 435227% | 6340.3362 | 100% | 3344.0511 | 3641.3298 | 0 | 3254.0017 | 443055% | 5210.9521 | 78.38% | 7580.9424 | 10.2079 | 8.7524 | 14.0361 | 3699.548 | 3684 | 2052 | 3573.342 | 3663.83 | 3699.548 | 1014.552 | 1100.35 | 1205.224 | 3558.91 | 3647.85 | 3684 | 1014.908 | 1102.83 | 1203.5 | 3499.025 | 3641.83 | 3699.06 | 1012.008 | 1096.165 | 1189.004
2053 | 16.3133 | 16.3151 | 10.5911 | 13.1337 | 19.5919 | 22.2005 | 16.3133 | 15.7802 | 14.2101 | 14.8842 | 17.6658 | 19.2516 | 5.325 | 5.281 | 5.325 | 5.1462 | 5.265 | 5.325 | 5.325 | 9.7192 | 9.5576 | 4.5569 | 6.696 | 12.5093 | 15.4948 | 17.6015 | 18.1806 | 9.625 | 12.5407 | 23.627 | 23.7998 | 0.43636 | 0.35455 | 0 | 0 | 3629.982 | 3642 | 3552 | 3587.5 | 3683 | 3684 | 0.4595 | 0.475 | 0.28865 | 0.35551 | 0.58561 | 0.5886 | 9.3389 | 8.23 | 8.23 | 8.23 | 8.7615 | 12.9054 | 9.3852 | 8.8842 | 8.23 | 8.23 | 10.1953 | 11.6365 | 15.4673 | 13.7722 | 6.9625 | 9.6765 | 20.9388 | 25.7027 | 0.3 | 0.22727 | 0 | 0.090909 | 1109.7658 | 1102 | 1010 | 1051.5 | 1170 | 1205 | 0.64342 | 0.58917 | 0.3769 | 0.47334 | 0.81357 | 0.96649 | 9.5959 | 9.1487 | 8.7246 | 8.9989 | 9.5221 | 10.516 | #DIV/0! | #DIV/0! | #DIV/0! | 0.4076 | 0.5 | 0 | 0.47791 | 0.5 | 0.5 | 86.49% | 0.47128 | 0.34398 | 0.35132 | 0 | 0 | 0.50113 | 0.77538 | 72.07% | 0.47727 | 0 | 0 | 0 | 0 | 0 | 0 | 0 | 0% | 0 | 0.3686 | 0.5 | 0 | 0 | 0.5 | 0.5 | 1.4316 | 63.96% | 0.57626 | 0.41653 | 0 | 0 | 0 | 0 | 0.98803 | 7.8016 | 15.32% | 2.7197 | 4227.6205 | 3748.5284 | 3118.1453 | 3362.0435 | 434412% | 6319.3176 | 100% | 3305.6445 | 3641.3298 | 0 | 3232.476 | 442186% | 5101.8949 | 77.48% | 7533.265 | 10.2001 | 8.7524 | 14.1644 | 3699.796 | 3683.992 | 2053 | 3569.408 | 3664.27 | 3699.796 | 1013.446 | 1100.81 | 1204.796 | 3558.484 | 3648.32 | 3683.992 | 1014.182 | 1102.94 | 1203.346 | 3498.254 | 3641.325 | 3699.065 | 1012.387 | 1095.575 | 1190.069
2054 | 16.3133 | 16.3151 | 10.5911 | 13.1337 | 19.5919 | 22.2005 | 16.3133 | 15.7802 | 14.2101 | 14.8842 | 17.6658 | 19.2516 | 5.34 | 5.296 | 5.34 | 5.1612 | 5.28 | 5.34 | 5.34 | 9.7042 | 9.5426 | 4.5419 | 6.681 | 12.4943 | 15.4798 | 17.5279 | 18.0804 | 9.5024 | 12.4717 | 23.6244 | 23.7997 | 0.43636 | 0.35455 | 0 | 0 | 3629.1171 | 3641 | 3550 | 3586.5 | 3683 | 3684 | 0.45796 | 0.47246 | 0.28691 | 0.35359 | 0.58561 | 0.5886 | 9.3262 | 8.23 | 8.23 | 8.23 | 8.7454 | 12.8654 | 9.3753 | 8.8593 | 8.23 | 8.23 | 10.1765 | 11.6365 | 15.4228 | 13.5958 | 7.2069 | 9.6377 | 20.9306 | 25.7185 | 0.3 | 0.22727 | 0 | 0.090909 | 1109.2613 | 1100 | 1014 | 1051.5 | 1170 | 1205 | 0.64229 | 0.58664 | 0.3769 | 0.4671 | 0.81577 | 0.96238 | 9.5906 | 9.1487 | 8.7246 | 9.0149 | 9.5202 | 10.5284 | #DIV/0! | #DIV/0! | #DIV/0! | 0.40854 | 0.5 | 0 | 0.47979 | 0.5 | 0.5 | 86.49% | 0.47238 | 0.34315 | 0.35132 | 0 | 0 | 0.48514 | 0.77538 | 72.07% | 0.47612 | 0 | 0 | 0 | 0 | 0 | 0 | 0 | 0% | 0 | 0.36777 | 0.5 | 0 | 0 | 0.5 | 0.5 | 1.4316 | 63.96% | 0.57497 | 0.41043 | 0 | 0 | 0 | 0 | 1.1065 | 7.7691 | 15.32% | 2.6799 | 4215.4262 | 3741.0239 | 3110.6407 | 3354.5389 | 433618% | 6293.8577 | 100% | 3298.8396 | 3637.3371 | 0 | 3213.4427 | 440887% | 5106.7096 | 77.48% | 7514.2658 | 10.1875 | 8.7524 | 13.7883 | 3699.332 | 3683.992 | 2054 | 3569.508 | 3663.48 | 3699.332 | 1013.89 | 1099.67 | 1202.41 | 3557.016 | 3648.14 | 3683.992 | 1014.028 | 1100.66 | 1202.618 | 3497.777 | 3640.51 | 3698.791 | 1012.02 | 1093.705 | 1190.458
2055 | 16.3133 | 16.3151 | 10.5911 | 13.1337 | 19.5919 | 22.2005 | 16.3133 | 15.7802 | 14.2101 | 14.8842 | 17.6658 | 19.2516 | 5.355 | 5.311 | 5.355 | 5.1762 | 5.295 | 5.355 | 5.355 | 9.6892 | 9.5276 | 4.5269 | 6.666 | 12.4793 | 15.4648 | 17.4502 | 17.9783 | 9.4332 | 12.3758 | 23.6218 | 23.7998 | 0.43636 | 0.35455 | 0 | 0 | 3628.3153 | 3640 | 3549 | 3586 | 3683 | 3684 | 0.45615 | 0.46992 | 0.28344 | 0.35166 | 0.58561 | 0.5886 | 9.3175 | 8.23 | 8.23 | 8.23 | 8.729 | 12.8225 | 9.3653 | 8.8235 | 8.23 | 8.23 | 10.1559 | 11.6365 | 15.3806 | 13.5884 | 7.2069 | 9.6563 | 20.7617 | 25.7708 | 0.3 | 0.22727 | 0 | 0.090909 | 1108.8468 | 1100 | 1014 | 1051.5 | 1168.5 | 1205 | 0.64089 | 0.58156 | 0.38515 | 0.4671 | 0.81577 | 0.96238 | 9.5809 | 9.1487 | 8.7246 | 9.0197 | 9.5035 | 10.5208 | #DIV/0! | #DIV/0! | #DIV/0! | 0.41764 | 0.5 | 0 | 0.49655 | 0.5 | 0.5 | 87.39% | 0.47791 | 0.34331 | 0.35132 | 0 | 0 | 0.48034 | 0.77538 | 72.97% | 0.47046 | 0 | 0 | 0 | 0 | 0 | 0 | 0 | 0% | 0 | 0.37588 | 0.5 | 0 | 0 | 0.5 | 0.5 | 1.4316 | 65.77% | 0.57154 | 0.40881 | 0 | 0 | 0 | 0 | 1.1574 | 7.7642 | 15.32% | 2.6693 | 4204.8091 | 3733.5193 | 3106.8884 | 3347.0344 | 431506% | 6272.8883 | 100% | 3203.8373 | 3634.7217 | 0 | 1591.3317 | 437745% | 5117.0625 | 74.77% | 7408.6464 | 10.1788 | 8.7524 | 13.7732 | 3699.16 | 3683.99 | 2055 | 3566.128 | 3661.26 | 3699.16 | 1013.704 | 1098.08 | 1202.664 | 3556.038 | 3646.9 | 3683.99 | 1013.414 | 1100.42 | 1202.178 | 3497.282 | 3639.89 | 3699.224 | 1011.656 | 1092.425 | 1189.411
2056 | 16.3133 | 16.3151 | 10.5911 | 13.1337 | 19.5919 | 22.2005 | 16.3133 | 15.7802 | 14.2101 | 14.8842 | 17.6658 | 19.2516 | 5.37 | 5.326 | 5.37 | 5.1912 | 5.31 | 5.37 | 5.37 | 9.6742 | 9.5126 | 4.5119 | 6.651 | 12.4643 | 15.4498 | 17.3749 | 17.8717 | 9.3779 | 12.2779 | 23.6147 | 23.7998 | 0.43636 | 0.35455 | 0 | 0 | 3627.4955 | 3639 | 3548 | 3584.5 | 3682.5 | 3684 | 0.45448 | 0.46738 | 0.2817 | 0.3507 | 0.58561 | 0.5886 | 9.3016 | 8.23 | 8.23 | 8.23 | 8.6328 | 12.7823 | 9.3553 | 8.7878 | 8.23 | 8.23 | 10.1305 | 11.6365 | 15.327 | 13.4966 | 7.2777 | 9.5415 | 20.913 | 25.6806 | 0.29091 | 0.22727 | 0 | 0.090909 | 1108.2883 | 1099 | 1015 | 1050 | 1170 | 1204 | 0.63963 | 0.58156 | 0.38515 | 0.4671 | 0.80917 | 0.96238 | 9.578 | 9.1487 | 8.7294 | 9.0197 | 9.5014 | 10.4202 | #DIV/0! | #DIV/0! | #DIV/0! | 0.41841 | 0.5 | 0 | 0.4986 | 0.5 | 0.5 | 87.39% | 0.4788 | 0.34074 | 0.35132 | 0 | 0 | 0.48034 | 0.7706 | 72.97% | 0.46693 | 0 | 0 | 0 | 0 | 0 | 0 | 0 | 0% | 0 | 0.37331 | 0.5 | 0 | 0 | 0.5 | 0.5 | 1.4316 | 65.77% | 0.56763 | 0.40328 | 0 | 0 | 0 | 0 | 0.96588 | 7.7291 | 14.41% | 2.7978 | 4190.9355 | 3722.2624 | 3095.6316 | 3341.406 | 428034% | 6253.2162 | 100% | 3226.0813 | 3626.7157 | 0 | 3191.6549 | 436937% | 5074.1557 | 75.68% | 7417.0168 | 10.1629 | 8.7524 | 13.7581 | 3699.442 | 3683.97 | 2056 | 3564.494 | 3659.83 | 3699.442 | 1013.566 | 1100.04 | 1203.092 | 3552.852 | 3645.34 | 3683.97 | 1013.122 | 1100.73 | 1202.684 | 3497.117 | 3639.07 | 3699 | 1011.667 | 1094.585 | 1189.391
2057 | 16.3133 | 16.3151 | 10.5911 | 13.1337 | 19.5919 | 22.2005 | 16.3133 | 15.7802 | 14.2101 | 14.8842 | 17.6658 | 19.2516 | 5.385 | 5.341 | 5.385 | 5.2062 | 5.325 | 5.385 | 5.385 | 9.6592 | 9.4976 | 4.4969 | 6.636 | 12.4493 | 15.4348 | 17.2972 | 17.7677 | 9.3271 | 12.1764 | 23.6082 | 23.7997 | 0.43636 | 0.35455 | 0 | 0 | 3626.6486 | 3638 | 3547 | 3583.5 | 3682.5 | 3684 | 0.45283 | 0.46498 | 0.27996 | 0.34781 | 0.58411 | 0.5886 | 9.2908 | 8.23 | 8.23 | 8.23 | 8.6133 | 12.7393 | 9.3445 | 8.7537 | 8.23 | 8.23 | 10.1045 | 11.6365 | 15.2727 | 13.2453 | 7.2777 | 9.4726 | 20.8354 | 25.6733 | 0.28182 | 0.22727 | 0 | 0.090909 | 1107.7207 | 1096 | 1015 | 1049 | 1169.5 | 1204 | 0.63807 | 0.57908 | 0.38721 | 0.46335 | 0.81577 | 0.95826 | 9.5694 | 9.1487 | 8.7294 | 9.0276 | 9.4999 | 10.3545 | #DIV/0! | #DIV/0! | #DIV/0! | 0.41993 | 0.5 | 0 | 0.5 | 0.5 | 0.5 | 87.39% | 0.48054 | 0.34168 | 0.35132 | 0 | 0.00011175 | 0.47245 | 0.7706 | 74.77% | 0.45694 | 0 | 0 | 0 | 0 | 0 | 0 | 0 | 0% | 0 | 0.37567 | 0.5 | 0 | 0 | 0.5 | 0.5 | 1.4316 | 66.67% | 0.56351 | 0.39709 | 0 | 0 | 0 | 0 | 0.95818 | 7.6544 | 14.41% | 2.7548 | 4179.3515 | 3718.5102 | 3073.1179 | 3332.0253 | 426866% | 6244.979 | 100% | 3216.1732 | 3637.3371 | 0 | 3166.677 | 436286% | 5070.2519 | 75.68% | 7395.5247 | 10.1521 | 8.7137 | 13.743 | 3698.63 | 3683.97 | 2057 | 3563.914 | 3659.3 | 3698.63 | 1013.346 | 1097.4 | 1201.448 | 3551.318 | 3644.75 | 3683.97 | 1013.046 | 1098.36 | 1201.546 | 3496.484 | 3638.305 | 3698.927 | 1011.746 | 1093.31 | 1188.197
2058 | 16.3133 | 16.3151 | 10.5911 | 13.1337 | 19.5919 | 22.2005 | 16.3133 | 15.7802 | 14.2101 | 14.8842 | 17.6658 | 19.2516 | 5.4 | 5.356 | 5.4 | 5.2212 | 5.34 | 5.4 | 5.4 | 9.6442 | 9.4826 | 4.4819 | 6.621 | 12.4343 | 15.4198 | 17.2155 | 17.6648 | 9.2742 | 12.0071 | 23.5831 | 23.7997 | 0.42727 | 0.34545 | 0 | 0 | 3625.7658 | 3638 | 3547 | 3581.5 | 3682.5 | 3684 | 0.45115 | 0.46258 | 0.27823 | 0.34589 | 0.58411 | 0.5886 | 9.2819 | 8.23 | 8.23 | 8.23 | 8.5929 | 12.6964 | 9.332 | 8.7477 | 8.23 | 8.23 | 10.084 | 11.5246 | 15.2225 | 13.316 | 7.2777 | 9.4735 | 20.7569 | 25.6659 | 0.28182 | 0.22727 | 0 | 0.081818 | 1107.1892 | 1097 | 1015 | 1049.5 | 1168.5 | 1204 | 0.63643 | 0.57163 | 0.38721 | 0.46085 | 0.81357 | 0.95826 | 9.5579 | 9.1261 | 8.7294 | 9.0276 | 9.4862 | 10.272 | #DIV/0! | #DIV/0! | #DIV/0! | 0.4209 | 0.5 | 0 | 0.5 | 0.5 | 0.5 | 88.29% | 0.47673 | 0.34454 | 0.37386 | 0 | 0.013818 | 0.47245 | 0.7706 | 75.68% | 0.45529 | 0 | 0 | 0 | 0 | 0 | 0 | 0 | 0% | 0 | 0.37906 | 0.5 | 0 | 0 | 0.5 | 0.5 | 1.4316 | 67.57% | 0.56101 | 0.38902 | 0 | 0 | 0 | 0 | 0.95009 | 7.5716 | 14.41% | 2.6988 | 4168.4948 | 3714.7579 | 3054.3565 | 3322.6446 | 425855% | 6219.5246 | 100% | 3148.5316 | 3642.7277 | 0 | 0 | 435861% | 5066.353 | 73.87% | 7317.0264 | 10.1431 | 8.7137 | 13.7062 | 3699.036 | 3683.96 | 2058 | 3562.22 | 3656.3 | 3699.036 | 1012.914 | 1097.97 | 1201.504 | 3549.4 | 3640.99 | 3683.96 | 1013.22 | 1098.3 | 1201.058 | 3496.029 | 3637.565 | 3698.84 | 1011.167 | 1092.41 | 1188.152
2059 | 16.3133 | 16.3151 | 10.5911 | 13.1337 | 19.5919 | 22.2005 | 16.3133 | 15.7802 | 14.2101 | 14.8842 | 17.6658 | 19.2516 | 5.415 | 5.371 | 5.415 | 5.2362 | 5.355 | 5.415 | 5.415 | 9.6292 | 9.4676 | 4.4669 | 6.606 | 12.4193 | 15.4048 | 17.1304 | 17.5496 | 9.2207 | 11.8419 | 23.4725 | 23.7997 | 0.42727 | 0.34545 | 0 | 0 | 3624.8378 | 3637 | 3546 | 3579.5 | 3681.5 | 3684 | 0.44938 | 0.46258 | 0.27823 | 0.34204 | 0.58411 | 0.5886 | 9.2722 | 8.23 | 8.23 | 8.23 | 8.5738 | 12.6555 | 9.3201 | 8.7437 | 8.23 | 8.23 | 10.0578 | 11.5096 | 15.1802 | 13.2169 | 7.2777 | 9.3266 | 20.6752 | 25.6586 | 0.28182 | 0.22727 | 0 | 0.081818 | 1106.6577 | 1096 | 1015 | 1047 | 1167.5 | 1204 | 0.635 | 0.57411 | 0.38721 | 0.4621 | 0.80917 | 0.95826 | 9.5417 | 9.1158 | 8.7294 | 9.0198 | 9.4685 | 10.2643 | #DIV/0! | #DIV/0! | #DIV/0! | 0.42381 | 0.5 | 0 | 0.5 | 0.5 | 0.5 | 88.29% | 0.48003 | 0.35136 | 0.38416 | 0 | 0.031548 | 0.48024 | 0.7706 | 77.48% | 0.4535 | 0 | 0 | 0 | 0 | 0 | 0 | 0 | 0% | 0 | 0.38787 | 0.5 | 0 | 0 | 0.5 | 0.5 | 1.4316 | 69.37% | 0.55913 | 0.38158 | 0 | 0 | 0 | 0 | 0.94187 | 7.403 | 14.41% | 2.6472 | 4156.9754 | 3711.0056 | 3035.5951 | 3309.5116 | 424911% | 6185.4042 | 100% | 3136.9879 | 3626.7157 | 0 | 0 | 435010% | 5062.4491 | 73.87% | 7293.9633 | 10.1335 | 8.7137 | 13.6911 | 3699.548 | 3683.96 | 2059 | 3561.436 | 3656.57 | 3699.548 | 1012.534 | 1102.16 | 1201.832 | 3547.662 | 3641.76 | 3683.96 | 1012.644 | 1103.16 | 1201.754 | 3494.05 | 3637.01 | 3699.181 | 1011.546 | 1093.165 | 1187.353
2060 | 16.3133 | 16.3151 | 10.5911 | 13.1337 | 19.5919 | 22.2005 | 16.3133 | 15.7802 | 14.2101 | 14.8842 | 17.6658 | 19.2516 | 5.43 | 5.386 | 5.43 | 5.2512 | 5.37 | 5.43 | 5.43 | 9.6142 | 9.4526 | 4.4519 | 6.591 | 12.4043 | 15.3898 | 17.0436 | 17.3619 | 9.1442 | 11.7134 | 23.441 | 23.7997 | 0.42727 | 0.32727 | 0 | 0 | 3623.8559 | 3635 | 3545 | 3578 | 3681.5 | 3684 | 0.44751 | 0.46018 | 0.27649 | 0.3382 | 0.58111 | 0.5886 | 9.261 | 8.23 | 8.23 | 8.23 | 8.5547 | 12.5442 | 9.3091 | 8.7397 | 8.23 | 8.23 | 10.0323 | 11.4866 | 15.1309 | 13.213 | 7.2777 | 9.161 | 20.6306 | 25.6512 | 0.28182 | 0.22727 | 0 | 0.081818 | 1106.045 | 1096 | 1015 | 1044.5 | 1167 | 1204 | 0.63369 | 0.57163 | 0.38721 | 0.45585 | 0.80477 | 0.95826 | 9.5389 | 9.1158 | 8.7432 | 9.0198 | 9.4685 | 10.2566 | #DIV/0! | #DIV/0! | #DIV/0! | 0.42439 | 0.5 | 0 | 0.5 | 0.5 | 0.5 | 88.29% | 0.48069 | 0.34994 | 0.38416 | 0 | 0.031548 | 0.48024 | 0.75677 | 77.48% | 0.45167 | 0 | 0 | 0 | 0 | 0 | 0 | 0 | 0% | 0 | 0.38641 | 0.5 | 0 | 0 | 0.5 | 0.5 | 1.4316 | 69.37% | 0.55703 | 0.37733 | 0 | 0 | 0 | 0 | 0.89534 | 7.4181 | 14.41% | 2.6178 | 4144.2685 | 3703.501 | 3013.0814 | 3298.2547 | 423963% | 6163.9534 | 100% | 3103.6669 | 3650.7337 | 0 | 0 | 434640% | 5058.5453 | 72.97% | 7247.9354 | 10.1223 | 8.7137 | 13.676 | 3699.268 | 3683.962 | 2060 | 3558.632 | 3656.99 | 3699.268 | 1012.44 | 1099.41 | 1202.392 | 3545.354 | 3640.4 | 3683.962 | 1013.118 | 1100.55 | 1204.296 | 3493.861 | 3636.705 | 3699.168 | 1011.474 | 1093.89 | 1188.703
2061 | 16.3133 | 16.3151 | 10.5911 | 13.1337 | 19.5919 | 22.2005 | 16.3133 | 15.7802 | 14.2101 | 14.8842 | 17.6658 | 19.2516 | 5.43 | 5.386 | 5.43 | 5.2512 | 5.37 | 5.43 | 5.43 | 9.6142 | 9.4526 | 4.4519 | 6.591 | 12.4043 | 15.3898 | 16.9656 | 17.1844 | 9.0014 | 11.6019 | 23.4276 | 23.7996 | 0.42727 | 0.32727 | 0 | 0 | 3622.982 | 3633 | 3543 | 3577 | 3681.5 | 3684 | 0.44556 | 0.45538 | 0.27475 | 0.33532 | 0.58111 | 0.5886 | 9.2535 | 8.23 | 8.23 | 8.23 | 8.548 | 12.5441 | 9.299 | 8.7357 | 8.23 | 8.23 | 10.0103 | 11.4719 | 15.0852 | 13.3072 | 7.2777 | 9.1645 | 20.7448 | 25.6512 | 0.28182 | 0.22727 | 0 | 0.081818 | 1105.4775 | 1097 | 1015 | 1044.5 | 1168 | 1204 | 0.63206 | 0.57163 | 0.38721 | 0.4496 | 0.80257 | 0.95826 | 9.5294 | 9.1158 | 8.7294 | 9.0198 | 9.4549 | 10.2564 | #DIV/0! | #DIV/0! | #DIV/0! | 0.42803 | 0.5 | 0 | 0.5 | 0.5 | 0.5 | 89.19% | 0.47991 | 0.35259 | 0.38416 | 0 | 0.045068 | 0.48024 | 0.7706 | 78.38% | 0.44986 | 0 | 0 | 0 | 0 | 0 | 0 | 0 | 0% | 0 | 0.38931 | 0.5 | 0 | 0 | 0.5 | 0.5 | 1.4316 | 70.27% | 0.55402 | 0.37071 | 0 | 0 | 0 | 0 | 0.70364 | 7.3759 | 13.51% | 2.7433 | 4133.6371 | 3695.9965 | 2994.32 | 3292.6263 | 423632% | 6149.8272 | 100% | 3125.5316 | 3642.7277 | 0 | 0 | 434662% | 5058.4559 | 73.87% | 7259.1687 | 10.1148 | 8.7137 | 13.676
2062 | 16.3133 | 16.3151 | 10.5911 | 13.1337 | 19.5919 | 22.2005 | 16.3133 | 15.7802 | 14.2101 | 14.8842 | 17.6658 | 19.2516 | 5.43 | 5.386 | 5.43 | 5.2512 | 5.37 | 5.43 | 5.43 | 9.6142 | 9.4526 | 4.4519 | 6.591 | 12.4043 | 15.3898 | 16.8954 | 17.0938 | 8.8642 | 11.5056 | 23.415 | 23.7996 | 0.42727 | 0.31818 | 0 | 0 | 3622.1892 | 3633 | 3541 | 3575.5 | 3681.5 | 3684 | 0.44384 | 0.45057 | 0.27128 | 0.3334 | 0.58111 | 0.5886 | 9.2466 | 8.23 | 8.23 | 8.23 | 8.5391 | 12.544 | 9.289 | 8.7317 | 8.23 | 8.23 | 9.9976 | 11.4574 | 15.0356 | 13.1878 | 7.2777 | 9.0149 | 20.6781 | 25.6512 | 0.28182 | 0.22727 | 0 | 0.081818 | 1104.8739 | 1096 | 1015 | 1042.5 | 1167.5 | 1204 | 0.63057 | 0.57411 | 0.38721 | 0.4496 | 0.80697 | 0.95826 | 9.5278 | 9.1158 | 8.7294 | 9.0198 | 9.4549 | 10.2562 | #DIV/0! | #DIV/0! | #DIV/0! | 0.42764 | 0.5 | 0 | 0.5 | 0.5 | 0.5 | 89.19% | 0.47948 | 0.35337 | 0.38416 | 0 | 0.045068 | 0.48024 | 0.7706 | 78.38% | 0.45085 | 0 | 0 | 0 | 0 | 0 | 0 | 0 | 0% | 0 | 0.39008 | 0.5 | 0 | 0 | 0.5 | 0.5 | 1.4316 | 70.27% | 0.55512 | 0.36992 | 0 | 0 | 0 | 0 | 0.74611 | 7.3746 | 13.51% | 2.7374 | 4123.9751 | 3688.4919 | 2971.8063 | 3292.6263 | 421507% | 6144.473 | 100% | 3063.8428 | 3626.7157 | 0 | 0 | 433706% | 5058.356 | 72.07% | 7187.8179 | 10.1079 | 8.7137 | 13.6759
2063 | 16.3133 | 16.3151 | 10.5911 | 13.1337 | 19.5919 | 22.2005 | 16.3133 | 15.7802 | 14.2101 | 14.8842 | 17.6658 | 19.2516 | 5.43 | 5.386 | 5.43 | 5.2512 | 5.37 | 5.43 | 5.43 | 9.6142 | 9.4526 | 4.4519 | 6.591 | 12.4043 | 15.3898 | 16.8324 | 17.0339 | 8.7455 | 11.4138 | 23.4038 | 23.7996 | 0.41818 | 0.31818 | 0 | 0 | 3621.4595 | 3632 | 3539 | 3574.5 | 3681.5 | 3684 | 0.44228 | 0.45057 | 0.26781 | 0.33053 | 0.58111 | 0.5886 | 9.2403 | 8.23 | 8.23 | 8.23 | 8.5307 | 12.5439 | 9.2792 | 8.7277 | 8.23 | 8.23 | 9.9864 | 11.4448 | 14.9827 | 13.0712 | 7.2777 | 8.9068 | 20.6213 | 25.6512 | 0.28182 | 0.21818 | 0 | 0.081818 | 1104.1892 | 1094 | 1015 | 1041 | 1167 | 1204 | 0.62901 | 0.57163 | 0.38721 | 0.4446 | 0.80477 | 0.95826 | 9.5267 | 9.1158 | 8.7294 | 9.0198 | 9.4549 | 10.2561 | #DIV/0! | #DIV/0! | #DIV/0! | 0.42808 | 0.5 | 0 | 0.5 | 0.5 | 0.5 | 89.19% | 0.47996 | 0.35316 | 0.38416 | 0 | 0.045068 | 0.48024 | 0.7706 | 78.38% | 0.45059 | 0 | 0 | 0 | 0 | 0 | 0 | 0 | 0% | 0 | 0.38988 | 0.5 | 0 | 0 | 0.5 | 0.5 | 1.4316 | 70.27% | 0.55482 | 0.3686 | 0 | 0 | 0 | 0 | 0.6982 | 7.3744 | 13.51% | 2.7276 | 4115.1972 | 3677.2351 | 2960.5495 | 3286.9979 | 419082% | 6144.473 | 100% | 3059.7655 | 3646.4707 | 0 | 0 | 433188% | 5058.2884 | 72.07% | 7174.9627 | 10.1016 | 8.7137 | 13.6759
2064 | 16.3133 | 16.3151 | 10.5911 | 13.1337 | 19.5919 | 22.2005 | 16.3133 | 15.7802 | 14.2101 | 14.8842 | 17.6658 | 19.2516 | 5.43 | 5.386 | 5.43 | 5.2512 | 5.37 | 5.43 | 5.43 | 9.6142 | 9.4526 | 4.4519 | 6.591 | 12.4043 | 15.3898 | 16.7761 | 16.984 | 8.5829 | 11.3248 | 23.393 | 23.7996 | 0.41818 | 0.31818 | 0 | 0 | 3620.7928 | 3632 | 3536 | 3573 | 3681.5 | 3684 | 0.44086 | 0.44817 | 0.26454 | 0.32861 | 0.58111 | 0.5886 | 9.2345 | 8.23 | 8.23 | 8.23 | 8.5228 | 12.5289 | 9.27 | 8.7238 | 8.23 | 8.23 | 9.9741 | 11.4213 | 14.9294 | 13.1793 | 7.2777 | 8.7372 | 20.6096 | 25.64 | 0.28182 | 0.21818 | 0 | 0.081818 | 1103.4955 | 1096 | 1015 | 1038.5 | 1167 | 1204 | 0.62729 | 0.56666 | 0.38721 | 0.44085 | 0.80257 | 0.95826 | 9.5229 | 9.1158 | 8.7294 | 9.0198 | 9.4549 | 10.256 | #DIV/0! | #DIV/0! | #DIV/0! | 0.42946 | 0.5 | 0 | 0.5 | 0.5 | 0.5 | 89.19% | 0.48151 | 0.3543 | 0.38416 | 0 | 0.045068 | 0.48024 | 0.7706 | 78.38% | 0.45203 | 0 | 0 | 0 | 0 | 0 | 0 | 0 | 0% | 0 | 0.39101 | 0.5 | 0 | 0 | 0.5 | 0.5 | 1.4316 | 70.27% | 0.55644 | 0.36589 | 0 | 0 | 0 | 0 | 0.66875 | 7.3744 | 13.51% | 2.7076 | 4083.5087 | 3677.2351 | 2949.2926 | 3279.4933 | 416736% | 6144.473 | 99.1% | 3054.7302 | 3630.082 | 0 | 0 | 432763% | 5058.2398 | 72.07% | 7138.2389 | 10.0958 | 8.7137 | 13.6757
2065 | 16.3133 | 16.3151 | 10.5911 | 13.1337 | 19.5919 | 22.2005 | 16.3133 | 15.7802 | 14.2101 | 14.8842 | 17.6658 | 19.2516 | 5.43 | 5.386 | 5.43 | 5.2512 | 5.37 | 5.43 | 5.43 | 9.6142 | 9.4526 | 4.4519 | 6.591 | 12.4043 | 15.3898 | 16.7258 | 16.9469 | 8.3861 | 11.2043 | 23.3839 | 23.7996 | 0.40909 | 0.31818 | 0 | 0 | 3620.2072 | 3631 | 3533 | 3572 | 3681 | 3684 | 0.43955 | 0.44817 | 0.25995 | 0.32573 | 0.58111 | 0.5886 | 9.2293 | 8.23 | 8.23 | 8.23 | 8.5151 | 12.5181 | 9.2612 | 8.714 | 8.23 | 8.23 | 9.9634 | 11.401 | 14.8791 | 13.1301 | 7.2377 | 8.6202 | 20.6075 | 25.6395 | 0.28182 | 0.21818 | 0 | 0.081818 | 1102.8739 | 1095 | 1015 | 1036.5 | 1167 | 1204 | 0.62548 | 0.57163 | 0.38721 | 0.43529 | 0.80257 | 0.95826 | 9.5164 | 9.1135 | 8.7294 | 9.0121 | 9.4549 | 10.2559 | #DIV/0! | #DIV/0! | #DIV/0! | 0.43028 | 0.5 | 0 | 0.5 | 0.5 | 0.5 | 89.19% | 0.48243 | 0.35767 | 0.38654 | 0 | 0.045068 | 0.48787 | 0.7706 | 78.38% | 0.45633 | 0 | 0 | 0 | 0 | 0 | 0 | 0 | 0% | 0 | 0.39438 | 0.5 | 0 | 0 | 0.5 | 0.5 | 1.4316 | 70.27% | 0.56123 | 0.36282 | 0 | 0 | 0 | 0 | 0.66875 | 7.3744 | 13.51% | 2.6849 | 4076.3 | 3673.4828 | 2945.5403 | 3264.4842 | 414655% | 6144.473 | 99.1% | 2964.5992 | 3626.7157 | 0 | 0 | 432338% | 5058.2105 | 69.37% | 7040.8992 | 10.0906 | 8.7137 | 13.6756
2066 | 16.3133 | 16.3151 | 10.5911 | 13.1337 | 19.5919 | 22.2005 | 16.3133 | 15.7802 | 14.2101 | 14.8842 | 17.6658 | 19.2516 | 5.43 | 5.386 | 5.43 | 5.2512 | 5.37 | 5.43 | 5.43 | 9.6142 | 9.4526 | 4.4519 | 6.591 | 12.4043 | 15.3898 | 16.681 | 16.923 | 8.2817 | 11.0891 | 23.3755 | 23.7996 | 0.40909 | 0.31818 | 0 | 0 | 3619.7027 | 3631 | 3532 | 3570.5 | 3681 | 3684 | 0.43843 | 0.44577 | 0.25536 | 0.32382 | 0.57961 | 0.5886 | 9.2245 | 8.23 | 8.23 | 8.23 | 8.5083 | 12.5064 | 9.2535 | 8.6938 | 8.23 | 8.23 | 9.9507 | 11.3855 | 14.8333 | 13.0809 | 7.1333 | 8.505 | 20.7254 | 25.6379 | 0.28182 | 0.21818 | 0 | 0.081818 | 1102.3063 | 1094 | 1013 | 1035 | 1168 | 1204 | 0.62395 | 0.56914 | 0.38721 | 0.4312 | 0.80257 | 0.95826 | 9.5085 | 9.1071 | 8.7294 | 9.0121 | 9.4273 | 10.2559 | #DIV/0! | #DIV/0! | #DIV/0! | 0.43156 | 0.5 | 0 | 0.5 | 0.5 | 0.5 | 89.19% | 0.48387 | 0.36268 | 0.39294 | 0 | 0.072687 | 0.48787 | 0.7706 | 79.28% | 0.45748 | 0 | 0 | 0 | 0 | 0 | 0 | 0 | 0% | 0 | 0.39965 | 0.5 | 0 | 0 | 0.5 | 0.5 | 1.4316 | 71.17% | 0.56153 | 0.36015 | 0 | 0 | 0 | 0 | 0.66875 | 7.3744 | 13.51% | 2.6651 | 4069.9288 | 3673.4828 | 2938.0358 | 3249.4751 | 413871% | 6144.473 | 99.1% | 3016.5468 | 3618.7097 | 0 | 0 | 432338% | 5058.2009 | 71.17% | 7086.4756 | 10.0858 | 8.7137 | 13.6755
2067 | 16.3133 | 16.3151 | 10.5911 | 13.1337 | 19.5919 | 22.2005 | 16.3133 | 15.7802 | 14.2101 | 14.8842 | 17.6658 | 19.2516 | 5.43 | 5.386 | 5.43 | 5.2512 | 5.37 | 5.43 | 5.43 | 9.6142 | 9.4526 | 4.4519 | 6.591 | 12.4043 | 15.3898 | 16.6411 | 16.9092 | 8.2472 | 10.9916 | 23.3682 | 23.7996 | 0.40909 | 0.31818 | 0 | 0 | 3619.1982 | 3631 | 3531 | 3569 | 3680.5 | 3684 | 0.43746 | 0.44577 | 0.25383 | 0.32094 | 0.57961 | 0.5886 | 9.2201 | 8.23 | 8.23 | 8.23 | 8.5019 | 12.4929 | 9.2464 | 8.6766 | 8.23 | 8.23 | 9.9368 | 11.3715 | 14.7881 | 12.9618 | 6.9616 | 8.4133 | 20.6992 | 25.6369 | 0.28182 | 0.21818 | 0 | 0.081818 | 1101.6937 | 1093 | 1010 | 1033.5 | 1168 | 1204 | 0.6226 | 0.56666 | 0.38309 | 0.42814 | 0.80697 | 0.95826 | 9.505 | 9.1071 | 8.7294 | 9.0121 | 9.4273 | 10.2559 | #DIV/0! | #DIV/0! | #DIV/0! | 0.43163 | 0.5 | 0 | 0.5 | 0.5 | 0.5 | 89.19% | 0.48395 | 0.36361 | 0.39294 | 0 | 0.072687 | 0.48787 | 0.7706 | 79.28% | 0.45864 | 0 | 0 | 0 | 0 | 0 | 0 | 0 | 0% | 0 | 0.40056 | 0.5 | 0 | 0 | 0.5 | 0.5 | 1.4316 | 71.17% | 0.56282 | 0.35759 | 0 | 0 | 0 | 0 | 0.66875 | 7.3744 | 13.51% | 2.6462 | 4064.0099 | 3669.7305 | 2934.2835 | 3232.5898 | 413555% | 6144.473 | 99.1% | 2984.1417 | 3610.7037 | 0 | 0 | 433614% | 5058.2009 | 70.27% | 7048.1516 | 10.0814 | 8.7137 | 13.6754
2068 | 16.3133 | 16.3151 | 10.5911 | 13.1337 | 19.5919 | 22.2005 | 16.3133 | 15.7802 | 14.2101 | 14.8842 | 17.6658 | 19.2516 | 5.43 | 5.386 | 5.43 | 5.2512 | 5.37 | 5.43 | 5.43 | 9.6142 | 9.4526 | 4.4519 | 6.591 | 12.4043 | 15.3898 | 16.6055 | 16.8956 | 8.2242 | 10.9045 | 23.3619 | 23.7996 | 0.40909 | 0.30909 | 0 | 0 | 3618.8108 | 3631 | 3531 | 3568.5 | 3680.5 | 3684 | 0.43649 | 0.44577 | 0.2523 | 0.31806 | 0.57811 | 0.5886 | 9.2163 | 8.23 | 8.23 | 8.23 | 8.4975 | 12.4804 | 9.2398 | 8.6725 | 8.23 | 8.23 | 9.9271 | 11.3522 | 14.746 | 12.833 | 6.8815 | 8.4888 | 20.6522 | 25.6357 | 0.28182 | 0.21818 | 0 | 0.081818 | 1101.1622 | 1092 | 1009 | 1034.5 | 1167.5 | 1204 | 0.62113 | 0.56418 | 0.3769 | 0.42508 | 0.80697 | 0.95826 | 9.4994 | 9.0991 | 8.7246 | 8.9989 | 9.4116 | 10.2559 | #DIV/0! | #DIV/0! | #DIV/0! | 0.43198 | 0.5 | 0 | 0.5 | 0.5 | 0.5 | 89.19% | 0.48434 | 0.36748 | 0.40085 | 0 | 0.088445 | 0.50113 | 0.77538 | 80.18% | 0.45831 | 0 | 0 | 0 | 0 | 0 | 0 | 0 | 0% | 0 | 0.40366 | 0.5 | 0 | 0 | 0.5 | 0.51095 | 1.4316 | 71.17% | 0.56716 | 0.35505 | 0 | 0 | 0 | 0 | 0.66875 | 7.3744 | 13.51% | 2.6274 | 4058.8165 | 3669.7305 | 2930.5312 | 3221.333 | 413143% | 6144.473 | 99.1% | 2980.3998 | 3596.5815 | 0 | 0 | 433614% | 5058.2009 | 70.27% | 7039.2163 | 10.0776 | 8.7137 | 13.6753
2069 | 16.3133 | 16.3151 | 10.5911 | 13.1337 | 19.5919 | 22.2005 | 16.3133 | 15.7802 | 14.2101 | 14.8842 | 17.6658 | 19.2516 | 5.43 | 5.386 | 5.43 | 5.2512 | 5.37 | 5.43 | 5.43 | 9.6142 | 9.4526 | 4.4519 | 6.591 | 12.4043 | 15.3898 | 16.5739 | 16.7578 | 8.1911 | 10.8292 | 23.3563 | 23.7996 | 0.40909 | 0.30909 | 0 | 0 | 3618.4414 | 3630 | 3530 | 3567.5 | 3680.5 | 3684 | 0.43576 | 0.44577 | 0.2523 | 0.31711 | 0.57811 | 0.5886 | 9.2128 | 8.23 | 8.23 | 8.23 | 8.4909 | 12.469 | 9.2339 | 8.6682 | 8.23 | 8.23 | 9.9248 | 11.3287 | 14.7109 | 12.7241 | 6.8778 | 8.4627 | 20.5143 | 25.6356 | 0.28182 | 0.20909 | 0 | 0.081818 | 1100.7027 | 1090 | 1009 | 1034.5 | 1166.5 | 1204 | 0.61983 | 0.56169 | 0.37484 | 0.42712 | 0.80477 | 0.95826 | 9.4901 | 9.0978 | 8.7246 | 8.9419 | 9.4004 | 10.2559 | #DIV/0! | #DIV/0! | #DIV/0! | 0.43198 | 0.5 | 0 | 0.5 | 0.5 | 0.5 | 89.19% | 0.48434 | 0.37434 | 0.4022 | 0 | 0.099555 | 0.55808 | 0.77538 | 80.18% | 0.46687 | 0 | 0 | 0 | 0 | 0 | 0 | 0 | 0% | 0 | 0.40934 | 0.5 | 0 | 0 | 0.5 | 0.53987 | 1.4316 | 71.17% | 0.57515 | 0.35145 | 0 | 0 | 0 | 0 | 0.66875 | 7.3743 | 13.51% | 2.6007 | 4054.3054 | 3669.7305 | 2923.0267 | 3217.5807 | 412619% | 6144.473 | 99.1% | 2920.8306 | 3609.3979 | 0 | 0 | 433188% | 5058.2009 | 68.47% | 6975.1359 | 10.0741 | 8.7137 | 13.6753
2070 | 16.3133 | 16.3151 | 10.5911 | 13.1337 | 19.5919 | 22.2005 | 16.3133 | 15.7802 | 14.2101 | 14.8842 | 17.6658 | 19.2516 | 5.43 | 5.386 | 5.43 | 5.2512 | 5.37 | 5.43 | 5.43 | 9.6142 | 9.4526 | 4.4519 | 6.591 | 12.4043 | 15.3898 | 16.546 | 16.6237 | 8.1911 | 10.7651 | 23.3519 | 23.7996 | 0.40909 | 0.30909 | 0 | 0 | 3618.1081 | 3628 | 3530 | 3566.5 | 3680.5 | 3684 | 0.43505 | 0.44337 | 0.25077 | 0.31519 | 0.57811 | 0.5886 | 9.2094 | 8.23 | 8.23 | 8.23 | 8.4858 | 12.458 | 9.2287 | 8.6653 | 8.23 | 8.23 | 9.9241 | 11.3061 | 14.6793 | 12.947 | 6.873 | 8.4456 | 20.3839 | 25.6343 | 0.28182 | 0.20909 | 0 | 0.081818 | 1100.3333 | 1093 | 1009 | 1034 | 1165.5 | 1204 | 0.61859 | 0.55673 | 0.37484 | 0.42712 | 0.80037 | 0.95826 | 9.4844 | 9.0978 | 8.7188 | 8.9433 | 9.4004 | 10.2559 | #DIV/0! | #DIV/0! | #DIV/0! | 0.43198 | 0.5 | 0 | 0.5 | 0.5 | 0.5 | 89.19% | 0.48434 | 0.37774 | 0.4022 | 0 | 0.099555 | 0.55669 | 0.78117 | 80.18% | 0.47111 | 0 | 0 | 0 | 0 | 0 | 0 | 0 | 0% | 0 | 0.41204 | 0.5 | 0 | 0 | 0.5 | 0.53987 | 1.4316 | 71.17% | 0.57895 | 0.34845 | 0 | 0 | 0 | 0 | 0.66875 | 7.3743 | 12.61% | 2.7627 | 4049.9865 | 3669.7305 | 2915.5221 | 3217.5807 | 409110% | 6144.473 | 99.1% | 2888.1481 | 3592.3897 | 0 | 0 | 433188% | 5058.2009 | 67.57% | 6938.1345 | 10.0707 | 8.7137 | 13.6752
2071 | 16.3133 | 16.3151 | 10.5911 | 13.1337 | 19.5919 | 22.2005 | 16.3133 | 15.7802 | 14.2101 | 14.8842 | 17.6658 | 19.2516 | 5.43 | 5.386 | 5.43 | 5.2512 | 5.37 | 5.43 | 5.43 | 9.6142 | 9.4526 | 4.4519 | 6.591 | 12.4043 | 15.3898 | 16.522 | 16.5062 | 8.191 | 10.7489 | 23.3478 | 23.7996 | 0.40909 | 0.30909 | 0 | 0 | 3617.8198 | 3627 | 3530 | 3566 | 3680.5 | 3684 | 0.43439 | 0.43857 | 0.25077 | 0.31327 | 0.57811 | 0.5886 | 9.2059 | 8.23 | 8.23 | 8.23 | 8.4814 | 12.4484 | 9.224 | 8.6633 | 8.23 | 8.23 | 9.9241 | 11.285 | 14.6504 | 12.8472 | 6.8705 | 8.3757 | 20.3855 | 25.633 | 0.28182 | 0.20909 | 0 | 0.081818 | 1099.955 | 1092 | 1008 | 1033 | 1165.5 | 1204 | 0.61766 | 0.56418 | 0.37484 | 0.4261 | 0.79597 | 0.95826 | 9.479 | 9.0978 | 8.703 | 8.9356 | 9.4004 | 10.2559 | #DIV/0! | #DIV/0! | #DIV/0! | 0.43198 | 0.5 | 0 | 0.5 | 0.5 | 0.5 | 89.19% | 0.48434 | 0.38078 | 0.4022 | 0 | 0.099555 | 0.56441 | 0.79703 | 80.18% | 0.47491 | 0 | 0 | 0 | 0 | 0 | 0 | 0 | 0% | 0 | 0.41508 | 0.5 | 0 | 0 | 0.5 | 0.53987 | 1.4316 | 71.17% | 0.58322 | 0.34608 | 0 | 0 | 0 | 0 | 0.66875 | 7.3743 | 12.61% | 2.7439 | 4045.9663 | 3669.7305 | 2908.0175 | 3217.5807 | 407498% | 6144.473 | 99.1% | 2885.4882 | 3592.3897 | 0 | 0 | 432821% | 5058.2009 | 67.57% | 6931.4545 | 10.0672 | 8.7137 | 13.6751
2072 | 16.3133 | 16.3151 | 10.5911 | 13.1337 | 19.5919 | 22.2005 | 16.3133 | 15.7802 | 14.2101 | 14.8842 | 17.6658 | 19.2516 | 5.43 | 5.386 | 5.43 | 5.2512 | 5.37 | 5.43 | 5.43 | 9.6142 | 9.4526 | 4.4519 | 6.591 | 12.4043 | 15.3898 | 16.5014 | 16.4009 | 8.1909 | 10.7438 | 23.3443 | 23.7996 | 0.4 | 0.30909 | 0 | 0 | 3617.5766 | 3626 | 3530 | 3566 | 3680.5 | 3684 | 0.43384 | 0.43617 | 0.25077 | 0.31231 | 0.57811 | 0.5886 | 9.2027 | 8.23 | 8.23 | 8.23 | 8.4773 | 12.4399 | 9.2196 | 8.6616 | 8.23 | 8.23 | 9.9241 | 11.2647 | 14.6227 | 12.765 | 6.8714 | 8.3415 | 20.3713 | 25.6315 | 0.28182 | 0.20909 | 0 | 0.081818 | 1099.6216 | 1091 | 1008 | 1032.5 | 1165.5 | 1204 | 0.61668 | 0.56169 | 0.37278 | 0.42406 | 0.79597 | 0.95826 | 9.4757 | 9.0978 | 8.7038 | 8.9304 | 9.4004 | 10.2559 | #DIV/0! | #DIV/0! | #DIV/0! | 0.43198 | 0.5 | 0 | 0.5 | 0.5 | 0.5 | 89.19% | 0.48434 | 0.38116 | 0.4022 | 0 | 0.099555 | 0.56964 | 0.79616 | 80.18% | 0.47538 | 0 | 0 | 0 | 0 | 0 | 0 | 0 | 0% | 0 | 0.41545 | 0.5 | 0 | 0 | 0.5 | 0.57913 | 1.4316 | 71.17% | 0.58374 | 0.34314 | 0 | 0 | 0 | 0 | 0.66875 | 7.3743 | 12.61% | 2.7206 | 4042.4455 | 3669.7305 | 2900.513 | 3217.5807 | 407498% | 6144.473 | 99.1% | 2882.763 | 3592.3897 | 0 | 0 | 432821% | 5058.2009 | 67.57% | 6925.2084 | 10.064 | 8.7137 | 13.6751
2073 | 16.3133 | 16.3151 | 10.5911 | 13.1337 | 19.5919 | 22.2005 | 16.3133 | 15.7802 | 14.2101 | 14.8842 | 17.6658 | 19.2516 | 5.43 | 5.386 | 5.43 | 5.2512 | 5.37 | 5.43 | 5.43 | 9.6142 | 9.4526 | 4.4519 | 6.591 | 12.4043 | 15.3898 | 16.4839 | 16.3122 | 8.1909 | 10.7434 | 23.3412 | 23.7996 | 0.4 | 0.30909 | 0 | 0 | 3617.3964 | 3626 | 3530 | 3566 | 3680.5 | 3684 | 0.43339 | 0.43377 | 0.25077 | 0.31231 | 0.57811 | 0.5886 | 9.1998 | 8.23 | 8.23 | 8.23 | 8.4182 | 12.4319 | 9.2155 | 8.6599 | 8.23 | 8.23 | 9.9241 | 11.2534 | 14.5971 | 12.6856 | 6.8679 | 8.3533 | 20.3711 | 25.6291 | 0.27273 | 0.20909 | 0 | 0.081818 | 1099.3423 | 1090 | 1008 | 1032.5 | 1165.5 | 1204 | 0.61583 | 0.55921 | 0.37278 | 0.42303 | 0.79597 | 0.95826 | 9.4713 | 9.0729 | 8.7038 | 8.9304 | 9.4004 | 10.2559 | #DIV/0! | #DIV/0! | #DIV/0! | 0.43198 | 0.5 | 0 | 0.5 | 0.5 | 0.5 | 89.19% | 0.48434 | 0.38446 | 0.42711 | 0 | 0.099555 | 0.56964 | 0.79624 | 80.18% | 0.47949 | 0 | 0 | 0 | 0 | 0 | 0 | 0 | 0% | 0 | 0.41874 | 0.5 | 0 | 0 | 0.5 | 0.61751 | 1.4316 | 71.17% | 0.58836 | 0.34206 | 0 | 0 | 0 | 0 | 0.66875 | 7.3743 | 12.61% | 2.712 | 4039.4546 | 3669.7305 | 2881.7516 | 3217.5807 | 407498% | 6144.473 | 99.1% | 2852.8291 | 3586.6858 | 0 | 0 | 432413% | 5058.2009 | 66.67% | 6892.2837 | 10.0611 | 8.7137 | 13.675
2074 | 16.3133 | 16.3151 | 10.5911 | 13.1337 | 19.5919 | 22.2005 | 16.3133 | 15.7802 | 14.2101 | 14.8842 | 17.6658 | 19.2516 | 5.43 | 5.386 | 5.43 | 5.2512 | 5.37 | 5.43 | 5.43 | 9.6142 | 9.4526 | 4.4519 | 6.591 | 12.4043 | 15.3898 | 16.4691 | 16.3115 | 8.1908 | 10.7418 | 23.3385 | 23.7996 | 0.4 | 0.30909 | 0 | 0 | 3617.2162 | 3626 | 3530 | 3566 | 3680.5 | 3684 | 0.43304 | 0.43377 | 0.25077 | 0.31231 | 0.57811 | 0.5886 | 9.1972 | 8.23 | 8.23 | 8.23 | 8.3428 | 12.4252 | 9.2118 | 8.6588 | 8.23 | 8.23 | 9.916 | 11.2534 | 14.5754 | 12.6194 | 6.8669 | 8.3142 | 20.3709 | 25.6293 | 0.27273 | 0.20909 | 0 | 0.081818 | 1099.0811 | 1089 | 1008 | 1032 | 1165.5 | 1204 | 0.61513 | 0.55673 | 0.37278 | 0.42303 | 0.79597 | 0.95826 | 9.4655 | 9.0729 | 8.7037 | 8.928 | 9.4004 | 10.2559 | #DIV/0! | #DIV/0! | #DIV/0! | 0.43198 | 0.5 | 0 | 0.5 | 0.5 | 0.5 | 89.19% | 0.48434 | 0.38687 | 0.42711 | 0 | 0.099555 | 0.57198 | 0.79631 | 80.18% | 0.48251 | 0 | 0 | 0 | 0 | 0 | 0 | 0 | 0% | 0 | 0.42116 | 0.5 | 0 | 0 | 0.5 | 0.68984 | 1.4316 | 71.17% | 0.59175 | 0.33864 | 0 | 0 | 0 | 0 | 0.66875 | 7.3742 | 12.61% | 2.685 | 4036.8899 | 3669.7305 | 2881.7516 | 3217.5807 | 407498% | 6144.473 | 99.1% | 2878.7366 | 3592.3897 | 0 | 0 | 431802% | 5058.2009 | 67.57% | 6915.6265 | 10.0585 | 8.7137 | 13.6749
2075 | 16.3133 | 16.3151 | 10.5911 | 13.1337 | 19.5919 | 22.2005 | 16.3133 | 15.7802 | 14.2101 | 14.8842 | 17.6658 | 19.2516 | 5.43 | 5.386 | 5.43 | 5.2512 | 5.37 | 5.43 | 5.43 | 9.6142 | 9.4526 | 4.4519 | 6.591 | 12.4043 | 15.3898 | 16.4561 | 16.3109 | 8.1305 | 10.7406 | 23.3363 | 23.7996 | 0.4 | 0.30909 | 0 | 0 | 3617.0901 | 3626 | 3529 | 3566 | 3680.5 | 3684 | 0.43268 | 0.43377 | 0.25077 | 0.31231 | 0.57811 | 0.5886 | 9.1956 | 8.23 | 8.23 | 8.23 | 8.3121 | 12.4192 | 9.2084 | 8.6576 | 8.23 | 8.23 | 9.9074 | 11.2534 | 14.5579 | 12.9326 | 6.8668 | 8.3261 | 20.3712 | 25.6272 | 0.27273 | 0.20909 | 0 | 0.081818 | 1098.8739 | 1093 | 1008 | 1032 | 1165.5 | 1204 | 0.61444 | 0.55451 | 0.37278 | 0.42201 | 0.79597 | 0.95826 | 9.4604 | 9.0729 | 8.671 | 8.928 | 9.4004 | 10.2559 | #DIV/0! | #DIV/0! | #DIV/0! | 0.43198 | 0.5 | 0 | 0.5 | 0.5 | 0.5 | 89.19% | 0.48434 | 0.38875 | 0.42711 | 0 | 0.099555 | 0.57198 | 0.82897 | 80.18% | 0.48484 | 0 | 0 | 0 | 0 | 0 | 0 | 0 | 0% | 0 | 0.42302 | 0.5 | 0 | 0 | 0.5 | 0.68984 | 1.4316 | 71.17% | 0.59437 | 0.33547 | 0 | 0 | 0 | 0 | 0.66875 | 7.3742 | 12.61% | 2.6598 | 4034.9573 | 3669.7305 | 2881.7516 | 3217.5807 | 407498% | 6144.473 | 99.1% | 2847.0605 | 3592.3897 | 0 | 0 | 431481% | 5058.2009 | 66.67% | 6882.0178 | 10.0569 | 8.7137 | 13.6749
2076 | 16.3133 | 16.3151 | 10.5911 | 13.1337 | 19.5919 | 22.2005 | 16.3133 | 15.7802 | 14.2101 | 14.8842 | 17.6658 | 19.2516 | 5.43 | 5.386 | 5.43 | 5.2512 | 5.37 | 5.43 | 5.43 | 9.6142 | 9.4526 | 4.4519 | 6.591 | 12.4043 | 15.3898 | 16.4448 | 16.3104 | 8.1294 | 10.7396 | 23.3345 | 23.7996 | 0.4 | 0.30909 | 0 | 0 | 3616.955 | 3626 | 3529 | 3566 | 3680.5 | 3684 | 0.43245 | 0.43377 | 0.24924 | 0.31231 | 0.57811 | 0.5886 | 9.194 | 8.23 | 8.23 | 8.23 | 8.3099 | 12.4142 | 9.2054 | 8.6563 | 8.23 | 8.23 | 9.9004 | 11.2534 | 14.5437 | 12.8973 | 6.8667 | 8.2779 | 20.3709 | 25.6273 | 0.27273 | 0.20909 | 0 | 0.081818 | 1098.6486 | 1092 | 1008 | 1031.5 | 1165.5 | 1204 | 0.61389 | 0.56418 | 0.37278 | 0.42201 | 0.79597 | 0.95826 | 9.4558 | 9.0729 | 8.6249 | 8.928 | 9.4004 | 10.2559 | #DIV/0! | #DIV/0! | #DIV/0! | 0.43198 | 0.5 | 0 | 0.5 | 0.5 | 0.5 | 89.19% | 0.48434 | 0.39042 | 0.42711 | 0 | 0.099555 | 0.57198 | 0.87507 | 80.18% | 0.48693 | 0 | 0 | 0 | 0 | 0 | 0 | 0 | 0% | 0 | 0.42469 | 0.5 | 0 | 0 | 0.5 | 0.68984 | 1.4316 | 71.17% | 0.59671 | 0.33256 | 0 | 0 | 0 | 0 | 0.66875 | 7.3742 | 12.61% | 2.6367 | 4033.1749 | 3669.7305 | 2881.7516 | 3217.5807 | 407498% | 6144.473 | 99.1% | 2817.4516 | 3592.3897 | 0 | 0 | 431481% | 5058.2009 | 65.77% | 6850.6265 | 10.0553 | 8.7137 | 13.6749
2077 | 16.3133 | 16.3151 | 10.5911 | 13.1337 | 19.5919 | 22.2005 | 16.3133 | 15.7802 | 14.2101 | 14.8842 | 17.6658 | 19.2516 | 5.43 | 5.386 | 5.43 | 5.2512 | 5.37 | 5.43 | 5.43 | 9.6142 | 9.4526 | 4.4519 | 6.591 | 12.4043 | 15.3898 | 16.4354 | 16.3099 | 8.1294 | 10.7087 | 23.3328 | 23.7996 | 0.4 | 0.30909 | 0 | 0 | 3616.8378 | 3626 | 3529 | 3566 | 3680.5 | 3684 | 0.43218 | 0.43377 | 0.24924 | 0.31231 | 0.57811 | 0.5886 | 9.1922 | 8.23 | 8.23 | 8.23 | 8.3021 | 12.4103 | 9.2026 | 8.655 | 8.23 | 8.23 | 9.9004 | 11.2534 | 14.5333 | 12.8591 | 6.8667 | 8.2555 | 20.3706 | 25.6256 | 0.27273 | 0.20909 | 0 | 0.081818 | 1098.5135 | 1092 | 1008 | 1031 | 1165 | 1204 | 0.61327 | 0.56169 | 0.37278 | 0.42099 | 0.79597 | 0.95826 | 9.4508 | 9.0729 | 8.6013 | 8.928 | 9.4004 | 10.2559 | #DIV/0! | #DIV/0! | #DIV/0! | 0.43198 | 0.5 | 0 | 0.5 | 0.5 | 0.5 | 89.19% | 0.48434 | 0.39261 | 0.42711 | 0 | 0.099555 | 0.57204 | 0.89875 | 80.18% | 0.48966 | 0 | 0 | 0 | 0 | 0 | 0 | 0 | 0% | 0 | 0.42687 | 0.5 | 0 | 0 | 0.5 | 0.68984 | 1.4316 | 71.17% | 0.59979 | 0.32973 | 0 | 0 | 0 | 0 | 0.66875 | 7.3742 | 12.61% | 2.6143 | 4031.3007 | 3669.7305 | 2881.7516 | 3215.7046 | 407498% | 6144.473 | 99.1% | 2842.2069 | 3592.3897 | 0 | 0 | 431481% | 5058.2009 | 66.67% | 6873.5076 | 10.0535 | 8.7137 | 13.6748
2078 | 16.3133 | 16.3151 | 10.5911 | 13.1337 | 19.5919 | 22.2005 | 16.3133 | 15.7802 | 14.2101 | 14.8842 | 17.6658 | 19.2516 | 5.43 | 5.386 | 5.43 | 5.2512 | 5.37 | 5.43 | 5.43 | 9.6142 | 9.4526 | 4.4519 | 6.591 | 12.4043 | 15.3898 | 16.4277 | 16.3095 | 8.1294 | 10.6621 | 23.3317 | 23.7995 | 0.4 | 0.30909 | 0 | 0 | 3616.7568 | 3626 | 3529 | 3565 | 3680.5 | 3684 | 0.43196 | 0.43377 | 0.24924 | 0.31231 | 0.57811 | 0.5886 | 9.1906 | 8.23 | 8.23 | 8.23 | 8.2966 | 12.4071 | 9.2 | 8.6539 | 8.23 | 8.23 | 9.9004 | 11.2534 | 14.5261 | 12.8234 | 6.8667 | 8.2946 | 20.3704 | 25.6238 | 0.27273 | 0.20909 | 0 | 0.081818 | 1098.4414 | 1092 | 1008 | 1032 | 1165 | 1204 | 0.61289 | 0.56169 | 0.37278 | 0.41997 | 0.79377 | 0.95826 | 9.4464 | 9.0729 | 8.6013 | 8.9229 | 9.4004 | 10.2559 | #DIV/0! | #DIV/0! | #DIV/0! | 0.43198 | 0.5 | 0 | 0.5 | 0.5 | 0.5 | 89.19% | 0.48434 | 0.3943 | 0.42711 | 0 | 0.099555 | 0.57714 | 0.89875 | 80.18% | 0.49177 | 0 | 0 | 0 | 0 | 0 | 0 | 0 | 0% | 0 | 0.42856 | 0.5 | 0 | 0 | 0.5 | 0.68984 | 1.4316 | 71.17% | 0.60215 | 0.32695 | 0 | 0 | 0 | 0 | 0.66875 | 7.3741 | 12.61% | 2.5923 | 4029.7548 | 3669.7305 | 2881.7516 | 3213.8284 | 407498% | 6144.473 | 99.1% | 2840.3863 | 3592.3897 | 0 | 0 | 431268% | 5058.2009 | 66.67% | 6870.1411 | 10.0519 | 8.7137 | 13.6748
2079 | 16.3133 | 16.3151 | 10.5911 | 13.1337 | 19.5919 | 22.2005 | 16.3133 | 15.7802 | 14.2101 | 14.8842 | 17.6658 | 19.2516 | 5.43 | 5.386 | 5.43 | 5.2512 | 5.37 | 5.43 | 5.43 | 9.6142 | 9.4526 | 4.4519 | 6.591 | 12.4043 | 15.3898 | 16.4212 | 16.3092 | 8.1294 | 10.6212 | 23.331 | 23.7995 | 0.4 | 0.30909 | 0 | 0 | 3616.6937 | 3626 | 3529 | 3564.5 | 3680.5 | 3684 | 0.4318 | 0.43377 | 0.24924 | 0.3104 | 0.57811 | 0.5886 | 9.1894 | 8.23 | 8.23 | 8.23 | 8.2966 | 12.4044 | 9.1977 | 8.6528 | 8.23 | 8.23 | 9.9004 | 11.2534 | 14.5195 | 12.8136 | 6.8667 | 8.2521 | 20.3701 | 25.6221 | 0.27273 | 0.20909 | 0 | 0.081818 | 1098.3874 | 1091 | 1008 | 1031 | 1165 | 1204 | 0.61269 | 0.56169 | 0.37278 | 0.42201 | 0.79377 | 0.95826 | 9.4447 | 9.0729 | 8.6013 | 8.9229 | 9.4004 | 10.2559 | #DIV/0! | #DIV/0! | #DIV/0! | 0.43198 | 0.5 | 0 | 0.5 | 0.5 | 0.5 | 89.19% | 0.48434 | 0.39549 | 0.42711 | 0 | 0.099555 | 0.57714 | 0.89875 | 80.18% | 0.49325 | 0 | 0 | 0 | 0 | 0 | 0 | 0 | 0% | 0 | 0.42973 | 0.5 | 0 | 0 | 0.5 | 0.79101 | 1.4316 | 71.17% | 0.6038 | 0.32648 | 0 | 0 | 0 | 0 | 0.66875 | 7.3741 | 12.61% | 2.5885 | 4028.5499 | 3669.7305 | 2881.7516 | 3213.8284 | 407498% | 6144.473 | 99.1% | 2839.9777 | 3592.3897 | 0 | 0 | 431268% | 5058.2009 | 66.67% | 6868.5276 | 10.0507 | 8.7137 | 13.6748
2080 | 16.3133 | 16.3151 | 10.5911 | 13.1337 | 19.5919 | 22.2005 | 16.3133 | 15.7802 | 14.2101 | 14.8842 | 17.6658 | 19.2516 | 5.43 | 5.386 | 5.43 | 5.2512 | 5.37 | 5.43 | 5.43 | 9.6142 | 9.4526 | 4.4519 | 6.591 | 12.4043 | 15.3898 | 16.4159 | 16.3089 | 8.1294 | 10.6207 | 23.3306 | 23.7995 | 0.4 | 0.30909 | 0 | 0 | 3616.6396 | 3626 | 3529 | 3564.5 | 3680.5 | 3684 | 0.43168 | 0.43377 | 0.24924 | 0.30944 | 0.57811 | 0.5886 | 9.1883 | 8.23 | 8.23 | 8.23 | 8.2966 | 12.4028 | 9.1956 | 8.6518 | 8.23 | 8.23 | 9.9004 | 11.2534 | 14.5191 | 12.7949 | 6.8667 | 8.2412 | 20.3697 | 25.6229 | 0.27273 | 0.20909 | 0 | 0.081818 | 1098.3604 | 1091 | 1008 | 1031 | 1165 | 1204 | 0.61254 | 0.55921 | 0.37278 | 0.41997 | 0.79377 | 0.95826 | 9.4374 | 9.0693 | 8.6013 | 8.9181 | 9.4004 | 10.2559 | #DIV/0! | #DIV/0! | #DIV/0! | 0.43198 | 0.5 | 0 | 0.5 | 0.5 | 0.5 | 89.19% | 0.48434 | 0.40048 | 0.43066 | 0 | 0.099555 | 0.58193 | 0.89875 | 80.18% | 0.49948 | 0 | 0 | 0 | 0 | 0 | 0 | 0 | 0% | 0 | 0.43472 | 0.5 | 0 | 0 | 0.5 | 0.82685 | 1.4316 | 72.07% | 0.60318 | 0.32414 | 0 | 0 | 0 | 0 | 0.66875 | 7.3741 | 12.61% | 2.57 | 4027.5742 | 3669.7305 | 2881.7516 | 3213.8284 | 407498% | 6144.473 | 99.1% | 2836.4667 | 3592.3897 | 0 | 0 | 431268% | 5058.2009 | 66.67% | 6864.0409 | 10.0496 | 8.7137 | 13.6748
2081 | 16.3133 | 16.3151 | 10.5911 | 13.1337 | 19.5919 | 22.2005 | 16.3133 | 15.7802 | 14.2101 | 14.8842 | 17.6658 | 19.2516 | 5.43 | 5.386 | 5.43 | 5.2512 | 5.37 | 5.43 | 5.43 | 9.6142 | 9.4526 | 4.4519 | 6.591 | 12.4043 | 15.3898 | 16.4115 | 16.3087 | 8.1294 | 10.621 | 23.3306 | 23.7995 | 0.4 | 0.30909 | 0 | 0 | 3616.5766 | 3626 | 3529 | 3564.5 | 3680.5 | 3684 | 0.43157 | 0.43377 | 0.24924 | 0.30944 | 0.57811 | 0.5886 | 9.1874 | 8.23 | 8.23 | 8.23 | 8.2966 | 12.4019 | 9.1937 | 8.651 | 8.23 | 8.23 | 9.9004 | 11.2534 | 14.5153 | 12.7891 | 6.8667 | 8.2393 | 20.3698 | 25.6215 | 0.27273 | 0.20909 | 0 | 0.081818 | 1098.3333 | 1091 | 1008 | 1031 | 1165 | 1204 | 0.61246 | 0.55921 | 0.37278 | 0.41997 | 0.79377 | 0.95826 | 9.4402 | 9.0693 | 8.6013 | 8.9181 | 9.4004 | 10.2559 | #DIV/0! | #DIV/0! | #DIV/0! | 0.43198 | 0.5 | 0 | 0.5 | 0.5 | 0.5 | 89.19% | 0.48434 | 0.39986 | 0.43066 | 0 | 0.099555 | 0.58193 | 0.89875 | 80.18% | 0.49871 | 0 | 0 | 0 | 0 | 0 | 0 | 0 | 0% | 0 | 0.4341 | 0.5 | 0 | 0 | 0.5 | 0.75168 | 1.4316 | 72.07% | 0.60231 | 0.32631 | 0 | 0 | 0 | 0 | 0.66875 | 7.374 | 12.61% | 2.5872 | 4026.6786 | 3669.7305 | 2881.7516 | 3213.8284 | 407498% | 6144.473 | 99.1% | 2837.5238 | 3592.3897 | 0 | 0 | 431268% | 5058.2009 | 66.67% | 6864.2023 | 10.0487 | 8.7137 | 13.6747
2082 | 16.3133 | 16.3151 | 10.5911 | 13.1337 | 19.5919 | 22.2005 | 16.3133 | 15.7802 | 14.2101 | 14.8842 | 17.6658 | 19.2516 | 5.43 | 5.386 | 5.43 | 5.2512 | 5.37 | 5.43 | 5.43 | 9.6142 | 9.4526 | 4.4519 | 6.591 | 12.4043 | 15.3898 | 16.4079 | 16.3086 | 8.1294 | 10.6205 | 23.3306 | 23.7995 | 0.4 | 0.30909 | 0 | 0 | 3616.5405 | 3626 | 3529 | 3564.5 | 3680.5 | 3684 | 0.43145 | 0.43377 | 0.24924 | 0.30944 | 0.57811 | 0.5886 | 9.1866 | 8.23 | 8.23 | 8.23 | 8.2966 | 12.4019 | 9.1921 | 8.6502 | 8.23 | 8.23 | 9.9004 | 11.2534 | 14.5116 | 12.7886 | 6.8667 | 8.2356 | 20.3694 | 25.6252 | 0.27273 | 0.20909 | 0 | 0.081818 | 1098.2973 | 1091 | 1008 | 1031 | 1165 | 1204 | 0.61237 | 0.55921 | 0.37278 | 0.41997 | 0.79377 | 0.95826 | 9.4393 | 9.0693 | 8.6013 | 8.9181 | 9.4004 | 10.2559 | #DIV/0! | #DIV/0! | #DIV/0! | 0.43198 | 0.5 | 0 | 0.5 | 0.5 | 0.5 | 89.19% | 0.48434 | 0.40055 | 0.43066 | 0 | 0.099555 | 0.58193 | 0.89875 | 80.18% | 0.49956 | 0 | 0 | 0 | 0 | 0 | 0 | 0 | 0% | 0 | 0.43478 | 0.5 | 0 | 0 | 0.5 | 0.82843 | 1.4316 | 72.07% | 0.60325 | 0.32608 | 0 | 0 | 0 | 0 | 0.66875 | 7.374 | 12.61% | 2.5853 | 4025.8711 | 3669.7305 | 2881.7516 | 3213.8284 | 407498% | 6144.473 | 99.1% | 2837.4465 | 3592.3897 | 0 | 0 | 431268% | 5058.2009 | 66.67% | 6863.3176 | 10.0479 | 8.7137 | 13.6747
2083 | 16.3133 | 16.3151 | 10.5911 | 13.1337 | 19.5919 | 22.2005 | 16.3133 | 15.7802 | 14.2101 | 14.8842 | 17.6658 | 19.2516 | 5.43 | 5.386 | 5.43 | 5.2512 | 5.37 | 5.43 | 5.43 | 9.6142 | 9.4526 | 4.4519 | 6.591 | 12.4043 | 15.3898 | 16.4051 | 16.3085 | 8.1294 | 10.6201 | 23.3306 | 23.7995 | 0.4 | 0.30909 | 0 | 0 | 3616.5135 | 3626 | 3529 | 3564.5 | 3680.5 | 3684 | 0.43138 | 0.43377 | 0.24924 | 0.30944 | 0.57811 | 0.5886 | 9.1859 | 8.23 | 8.23 | 8.23 | 8.2966 | 12.4019 | 9.1907 | 8.6495 | 8.23 | 8.23 | 9.9004 | 11.2534 | 14.5093 | 12.7883 | 6.8667 | 8.2336 | 20.3691 | 25.6259 | 0.27273 | 0.20909 | 0 | 0.081818 | 1098.2703 | 1091 | 1008 | 1031 | 1165 | 1204 | 0.61227 | 0.55921 | 0.37278 | 0.41997 | 0.79377 | 0.95826 | 9.4373 | 9.0693 | 8.6013 | 8.9181 | 9.4004 | 10.2559 | #DIV/0! | #DIV/0! | #DIV/0! | 0.43198 | 0.5 | 0 | 0.5 | 0.5 | 0.5 | 89.19% | 0.48434 | 0.40075 | 0.43066 | 0 | 0.099555 | 0.58193 | 0.89875 | 80.18% | 0.49981 | 0 | 0 | 0 | 0 | 0 | 0 | 0 | 0% | 0 | 0.43497 | 0.5 | 0 | 0 | 0.5 | 0.84798 | 1.4316 | 72.07% | 0.60352 | 0.32426 | 0 | 0 | 0 | 0 | 0.66875 | 7.374 | 12.61% | 2.5709 | 4025.275 | 3669.7305 | 2881.7516 | 3213.8284 | 407498% | 6144.473 | 99.1% | 2836.289 | 3592.3897 | 0 | 0 | 431268% | 5058.2009 | 66.67% | 6861.564 | 10.0472 | 8.7137 | 13.6747
2084 | 16.3133 | 16.3151 | 10.5911 | 13.1337 | 19.5919 | 22.2005 | 16.3133 | 15.7802 | 14.2101 | 14.8842 | 17.6658 | 19.2516 | 5.43 | 5.386 | 5.43 | 5.2512 | 5.37 | 5.43 | 5.43 | 9.6142 | 9.4526 | 4.4519 | 6.591 | 12.4043 | 15.3898 | 16.4028 | 16.3085 | 8.1294 | 10.6197 | 23.3306 | 23.7995 | 0.4 | 0.30909 | 0 | 0 | 3616.4865 | 3626 | 3529 | 3564.5 | 3680.5 | 3684 | 0.43132 | 0.43377 | 0.24924 | 0.30944 | 0.57811 | 0.5886 | 9.1853 | 8.23 | 8.23 | 8.23 | 8.2966 | 12.4019 | 9.1895 | 8.6489 | 8.23 | 8.23 | 9.9004 | 11.2534 | 14.5077 | 12.7888 | 6.8667 | 8.2324 | 20.3688 | 25.6247 | 0.27273 | 0.20909 | 0 | 0.081818 | 1098.2523 | 1091 | 1008 | 1031 | 1165 | 1204 | 0.61224 | 0.55921 | 0.37278 | 0.41997 | 0.79377 | 0.95826 | 9.4359 | 9.0693 | 8.6013 | 8.9181 | 9.4004 | 10.2559 | #DIV/0! | #DIV/0! | #DIV/0! | 0.43198 | 0.5 | 0 | 0.5 | 0.5 | 0.5 | 89.19% | 0.48434 | 0.40079 | 0.43066 | 0 | 0.099555 | 0.58193 | 0.89875 | 80.18% | 0.49986 | 0 | 0 | 0 | 0 | 0 | 0 | 0 | 0% | 0 | 0.43501 | 0.5 | 0 | 0 | 0.5 | 0.85171 | 1.4316 | 72.07% | 0.60357 | 0.32297 | 0 | 0 | 0 | 0 | 0.66875 | 7.374 | 12.61% | 2.5607 | 4024.7649 | 3669.7305 | 2881.7516 | 3213.8284 | 407498% | 6144.473 | 99.1% | 2835.385 | 3592.3897 | 0 | 0 | 431268% | 5058.2009 | 66.67% | 6860.1499 | 10.0466 | 8.7137 | 13.6747
2085 | 16.3133 | 16.3151 | 10.5911 | 13.1337 | 19.5919 | 22.2005 | 16.3133 | 15.7802 | 14.2101 | 14.8842 | 17.6658 | 19.2516 | 5.43 | 5.386 | 5.43 | 5.2512 | 5.37 | 5.43 | 5.43 | 9.6142 | 9.4526 | 4.4519 | 6.591 | 12.4043 | 15.3898 | 16.4011 | 16.3085 | 8.1294 | 10.6193 | 23.3306 | 23.7995 | 0.4 | 0.30909 | 0 | 0 | 3616.4775 | 3626 | 3529 | 3564.5 | 3680.5 | 3684 | 0.43127 | 0.43377 | 0.24924 | 0.30944 | 0.57811 | 0.5886 | 9.1847 | 8.23 | 8.23 | 8.23 | 8.2966 | 12.4019 | 9.1884 | 8.6484 | 8.23 | 8.23 | 9.9004 | 11.2534 | 14.5009 | 12.7882 | 6.8667 | 8.2304 | 20.3685 | 25.6237 | 0.27273 | 0.20909 | 0 | 0.081818 | 1098.1982 | 1091 | 1008 | 1031 | 1165 | 1204 | 0.61219 | 0.55921 | 0.37278 | 0.41997 | 0.79377 | 0.95826 | 9.4408 | 9.0729 | 8.6013 | 8.9229 | 9.4004 | 10.2559 | #DIV/0! | #DIV/0! | #DIV/0! | 0.43198 | 0.5 | 0 | 0.5 | 0.5 | 0.5 | 89.19% | 0.48434 | 0.39634 | 0.42711 | 0 | 0.099555 | 0.57714 | 0.89875 | 80.18% | 0.49431 | 0 | 0 | 0 | 0 | 0 | 0 | 0 | 0% | 0 | 0.43055 | 0.5 | 0 | 0 | 0.5 | 0.85699 | 1.4316 | 71.17% | 0.60495 | 0.32334 | 0 | 0 | 0 | 0 | 0.66875 | 7.3741 | 12.61% | 2.5637 | 4024.3296 | 3669.7305 | 2881.7516 | 3213.8284 | 407498% | 6144.473 | 99.1% | 2837.3352 | 3592.3897 | 0 | 0 | 431268% | 5058.2009 | 66.67% | 6861.6648 | 10.046 | 8.7137 | 13.6747
2086 | 16.3133 | 16.3151 | 10.5911 | 13.1337 | 19.5919 | 22.2005 | 16.3133 | 15.7802 | 14.2101 | 14.8842 | 17.6658 | 19.2516 | 5.43 | 5.386 | 5.43 | 5.2512 | 5.37 | 5.43 | 5.43 | 9.6142 | 9.4526 | 4.4519 | 6.591 | 12.4043 | 15.3898 | 16.3998 | 16.3085 | 8.1294 | 10.619 | 23.3306 | 23.7995 | 0.4 | 0.3 | 0 | 0 | 3616.4595 | 3626 | 3529 | 3564.5 | 3680.5 | 3684 | 0.43126 | 0.43377 | 0.24924 | 0.30944 | 0.57811 | 0.5886 | 9.1843 | 8.23 | 8.23 | 8.23 | 8.2966 | 12.4019 | 9.1875 | 8.648 | 8.23 | 8.23 | 9.9004 | 11.2534 | 14.5018 | 12.792 | 6.8667 | 8.2288 | 20.3682 | 25.6248 | 0.27273 | 0.20909 | 0 | 0.081818 | 1098.2072 | 1091 | 1008 | 1031 | 1165 | 1204 | 0.612 | 0.55921 | 0.37278 | 0.41997 | 0.79377 | 0.95826 | 9.4326 | 9.0693 | 8.6013 | 8.9181 | 9.4004 | 10.2559 | #DIV/0! | #DIV/0! | #DIV/0! | 0.43198 | 0.5 | 0 | 0.5 | 0.5 | 0.5 | 89.19% | 0.48434 | 0.40095 | 0.43066 | 0 | 0.099555 | 0.58193 | 0.89875 | 80.18% | 0.50007 | 0 | 0 | 0 | 0 | 0 | 0 | 0 | 0% | 0 | 0.43509 | 0.5 | 0 | 0 | 0.5 | 0.86088 | 1.4316 | 72.07% | 0.60369 | 0.31974 | 0 | 0 | 0 | 0 | 0.66875 | 7.3741 | 12.61% | 2.5351 | 4024.0061 | 3669.7305 | 2881.7516 | 3213.8284 | 407498% | 6144.473 | 99.1% | 2805.891 | 3592.3897 | 0 | 0 | 431268% | 5058.2009 | 65.77% | 6829.897 | 10.0456 | 8.7137 | 13.6747
2087 | 16.3133 | 16.3151 | 10.5911 | 13.1337 | 19.5919 | 22.2005 | 16.3133 | 15.7802 | 14.2101 | 14.8842 | 17.6658 | 19.2516 | 5.43 | 5.386 | 5.43 | 5.2512 | 5.37 | 5.43 | 5.43 | 9.6142 | 9.4526 | 4.4519 | 6.591 | 12.4043 | 15.3898 | 16.399 | 16.3085 | 8.1294 | 10.6188 | 23.3306 | 23.7995 | 0.4 | 0.3 | 0 | 0 | 3616.4505 | 3626 | 3529 | 3564.5 | 3680.5 | 3684 | 0.43121 | 0.43377 | 0.24924 | 0.30944 | 0.57811 | 0.5886 | 9.1839 | 8.23 | 8.23 | 8.23 | 8.2966 | 12.4019 | 9.1866 | 8.6477 | 8.23 | 8.23 | 9.9004 | 11.2534 | 14.4994 | 12.7915 | 6.8667 | 8.2277 | 20.3677 | 25.6211 | 0.27273 | 0.2 | 0 | 0.081818 | 1098.1892 | 1091 | 1008 | 1031 | 1165 | 1204 | 0.61199 | 0.55921 | 0.37278 | 0.41997 | 0.79377 | 0.95826 | 9.4357 | 9.0693 | 8.6013 | 8.9181 | 9.4004 | 10.2559 | #DIV/0! | #DIV/0! | #DIV/0! | 0.43198 | 0.5 | 0 | 0.5 | 0.5 | 0.5 | 89.19% | 0.48434 | 0.40106 | 0.43066 | 0 | 0.099555 | 0.58193 | 0.89875 | 80.18% | 0.5002 | 0 | 0 | 0 | 0 | 0 | 0 | 0 | 0% | 0 | 0.43512 | 0.5 | 0 | 0 | 0.5 | 0.86324 | 1.4316 | 72.07% | 0.60372 | 0.3228 | 0 | 0 | 0 | 0 | 0.66875 | 7.3741 | 12.61% | 2.5593 | 4023.6842 | 3669.7305 | 2881.7516 | 3213.8284 | 407498% | 6144.473 | 99.1% | 2834.5449 | 3592.3897 | 0 | 0 | 431268% | 5058.2009 | 66.67% | 6858.2291 | 10.0452 | 8.7137 | 13.6747
2088 | 16.3133 | 16.3151 | 10.5911 | 13.1337 | 19.5919 | 22.2005 | 16.3133 | 15.7802 | 14.2101 | 14.8842 | 17.6658 | 19.2516 | 5.43 | 5.386 | 5.43 | 5.2512 | 5.37 | 5.43 | 5.43 | 9.6142 | 9.4526 | 4.4519 | 6.591 | 12.4043 | 15.3898 | 16.3984 | 16.3085 | 8.1294 | 10.6185 | 23.3306 | 23.7995 | 0.4 | 0.3 | 0 | 0 | 3616.4414 | 3626 | 3529 | 3564.5 | 3680.5 | 3684 | 0.4312 | 0.43377 | 0.24924 | 0.30944 | 0.57811 | 0.5886 | 9.1836 | 8.23 | 8.23 | 8.23 | 8.2966 | 12.4019 | 9.1859 | 8.6474 | 8.23 | 8.23 | 9.9004 | 11.2534 | 14.4979 | 12.791 | 6.8667 | 8.2271 | 20.3673 | 25.6253 | 0.27273 | 0.2 | 0 | 0.081818 | 1098.1712 | 1091 | 1008 | 1031 | 1165 | 1204 | 0.61196 | 0.55921 | 0.37278 | 0.41997 | 0.79377 | 0.95826 | 9.4345 | 9.0693 | 8.6013 | 8.9181 | 9.4004 | 10.2559 | #DIV/0! | #DIV/0! | #DIV/0! | 0.43198 | 0.5 | 0 | 0.5 | 0.5 | 0.5 | 89.19% | 0.48434 | 0.40116 | 0.43066 | 0 | 0.099555 | 0.58193 | 0.89875 | 80.18% | 0.50033 | 0 | 0 | 0 | 0 | 0 | 0 | 0 | 0% | 0 | 0.43515 | 0.5 | 0 | 0 | 0.5 | 0.8672 | 1.4316 | 72.07% | 0.60377 | 0.32166 | 0 | 0 | 0 | 0 | 0.66875 | 7.374 | 12.61% | 2.5503 | 4023.4877 | 3669.7305 | 2881.7516 | 3213.8284 | 407498% | 6144.473 | 99.1% | 2833.8936 | 3592.3897 | 0 | 0 | 431268% | 5058.2009 | 66.67% | 6857.3813 | 10.0449 | 8.7137 | 13.6747
2089 | 16.3133 | 16.3151 | 10.5911 | 13.1337 | 19.5919 | 22.2005 | 16.3133 | 15.7802 | 14.2101 | 14.8842 | 17.6658 | 19.2516 | 5.43 | 5.386 | 5.43 | 5.2512 | 5.37 | 5.43 | 5.43 | 9.6142 | 9.4526 | 4.4519 | 6.591 | 12.4043 | 15.3898 | 16.398 | 16.3085 | 8.1294 | 10.6183 | 23.3306 | 23.7995 | 0.4 | 0.3 | 0 | 0 | 3616.4324 | 3626 | 3529 | 3564.5 | 3680.5 | 3684 | 0.43118 | 0.43377 | 0.24924 | 0.30944 | 0.57811 | 0.5886 | 9.1833 | 8.23 | 8.23 | 8.23 | 8.2966 | 12.4019 | 9.1853 | 8.6473 | 8.23 | 8.23 | 9.9004 | 11.2534 | 14.4971 | 12.7902 | 6.8667 | 8.2281 | 20.3669 | 25.6244 | 0.27273 | 0.2 | 0 | 0.081818 | 1098.1532 | 1091 | 1008 | 1031 | 1165 | 1204 | 0.6119 | 0.55921 | 0.37278 | 0.41997 | 0.79377 | 0.95826 | 9.4336 | 9.0693 | 8.6013 | 8.9181 | 9.4004 | 10.2559 | #DIV/0! | #DIV/0! | #DIV/0! | 0.43198 | 0.5 | 0 | 0.5 | 0.5 | 0.5 | 89.19% | 0.48434 | 0.40126 | 0.43066 | 0 | 0.099555 | 0.58193 | 0.89875 | 80.18% | 0.50045 | 0 | 0 | 0 | 0 | 0 | 0 | 0 | 0% | 0 | 0.43518 | 0.5 | 0 | 0 | 0.5 | 0.87057 | 1.4316 | 72.07% | 0.60382 | 0.32081 | 0 | 0 | 0 | 0 | 0.66875 | 7.3741 | 12.61% | 2.5436 | 4023.2815 | 3669.7305 | 2881.7516 | 3213.8284 | 407498% | 6144.473 | 99.1% | 2833.3622 | 3592.3897 | 0 | 0 | 431268% | 5058.2009 | 66.67% | 6856.6437 | 10.0446 | 8.7137 | 13.6747
2090 | 16.3133 | 16.3151 | 10.5911 | 13.1337 | 19.5919 | 22.2005 | 16.3133 | 15.7802 | 14.2101 | 14.8842 | 17.6658 | 19.2516 | 5.43 | 5.386 | 5.43 | 5.2512 | 5.37 | 5.43 | 5.43 | 9.6142 | 9.4526 | 4.4519 | 6.591 | 12.4043 | 15.3898 | 16.3979 | 16.3085 | 8.1294 | 10.6182 | 23.3306 | 23.7995 | 0.4 | 0.3 | 0 | 0 | 3616.4324 | 3626 | 3529 | 3564.5 | 3680.5 | 3684 | 0.43117 | 0.43377 | 0.24924 | 0.30944 | 0.57811 | 0.5886 | 9.1832 | 8.23 | 8.23 | 8.23 | 8.2966 | 12.4019 | 9.1848 | 8.6472 | 8.23 | 8.23 | 9.9004 | 11.2534 | 14.4953 | 12.7904 | 6.8667 | 8.2281 | 20.3665 | 25.6238 | 0.27273 | 0.2 | 0 | 0.081818 | 1098.1441 | 1091 | 1008 | 1031 | 1165 | 1204 | 0.61183 | 0.55921 | 0.37278 | 0.41997 | 0.79377 | 0.95826 | 9.4345 | 9.0693 | 8.6013 | 8.9181 | 9.4004 | 10.2559 | #DIV/0! | #DIV/0! | #DIV/0! | 0.43198 | 0.5 | 0 | 0.5 | 0.5 | 0.5 | 89.19% | 0.48434 | 0.40133 | 0.43066 | 0 | 0.099555 | 0.58193 | 0.89875 | 80.18% | 0.50054 | 0 | 0 | 0 | 0 | 0 | 0 | 0 | 0% | 0 | 0.4352 | 0.5 | 0 | 0 | 0.5 | 0.87267 | 1.4316 | 72.07% | 0.60384 | 0.32171 | 0 | 0 | 0 | 0 | 0.66875 | 7.374 | 12.61% | 2.5507 | 4023.1736 | 3669.7305 | 2881.7516 | 3213.8284 | 407498% | 6144.473 | 99.1% | 2833.7239 | 3592.3897 | 0 | 0 | 431268% | 5058.2009 | 66.67% | 6856.8975 | 10.0445 | 8.7137 | 13.6747
2091 | 16.3133 | 16.3151 | 10.5911 | 13.1337 | 19.5919 | 22.2005 | 16.3133 | 15.7802 | 14.2101 | 14.8842 | 17.6658 | 19.2516 | 5.43 | 5.386 | 5.43 | 5.2512 | 5.37 | 5.43 | 5.43 | 9.6142 | 9.4526 | 4.4519 | 6.591 | 12.4043 | 15.3898 | 16.3978 | 16.3085 | 8.1294 | 10.618 | 23.3306 | 23.7995 | 0.4 | 0.3 | 0 | 0 | 3616.4324 | 3626 | 3529 | 3564.5 | 3680.5 | 3684 | 0.43117 | 0.43377 | 0.24924 | 0.30944 | 0.57811 | 0.5886 | 9.1831 | 8.23 | 8.23 | 8.23 | 8.2966 | 12.4019 | 9.1844 | 8.6472 | 8.23 | 8.23 | 9.9004 | 11.2534 | 14.4942 | 12.7896 | 6.8667 | 8.2281 | 20.3661 | 25.6251 | 0.27273 | 0.2 | 0 | 0.081818 | 1098.1261 | 1091 | 1008 | 1031 | 1165 | 1204 | 0.61178 | 0.55921 | 0.37278 | 0.41997 | 0.79377 | 0.95826 | 9.4337 | 9.0693 | 8.6013 | 8.9181 | 9.4004 | 10.2559 | #DIV/0! | #DIV/0! | #DIV/0! | 0.43198 | 0.5 | 0 | 0.5 | 0.5 | 0.5 | 89.19% | 0.48434 | 0.40137 | 0.43066 | 0 | 0.099555 | 0.58193 | 0.89875 | 80.18% | 0.50058 | 0 | 0 | 0 | 0 | 0 | 0 | 0 | 0% | 0 | 0.43521 | 0.5 | 0 | 0 | 0.5 | 0.87385 | 1.4316 | 72.07% | 0.60386 | 0.32096 | 0 | 0 | 0 | 0 | 0.66875 | 7.3741 | 12.61% | 2.5448 | 4023.1407 | 3669.7305 | 2881.7516 | 3213.8284 | 407498% | 6144.473 | 99.1% | 2833.237 | 3592.3897 | 0 | 0 | 431060% | 5058.2009 | 66.67% | 6856.3777 | 10.0444 | 8.7137 | 13.6747
2092 | 16.3133 | 16.3151 | 10.5911 | 13.1337 | 19.5919 | 22.2005 | 16.3133 | 15.7802 | 14.2101 | 14.8842 | 17.6658 | 19.2516 | 5.43 | 5.386 | 5.43 | 5.2512 | 5.37 | 5.43 | 5.43 | 9.6142 | 9.4526 | 4.4519 | 6.591 | 12.4043 | 15.3898 | 16.3976 | 16.3085 | 8.1294 | 10.6179 | 23.3306 | 23.7995 | 0.4 | 0.3 | 0 | 0 | 3616.4324 | 3626 | 3529 | 3564.5 | 3680.5 | 3684 | 0.43117 | 0.43377 | 0.24924 | 0.30944 | 0.57811 | 0.5886 | 9.1831 | 8.23 | 8.23 | 8.23 | 8.2966 | 12.4019 | 9.184 | 8.6472 | 8.23 | 8.23 | 9.9004 | 11.2534 | 14.4937 | 12.789 | 6.8667 | 8.2281 | 20.3658 | 25.6245 | 0.27273 | 0.2 | 0 | 0.081818 | 1098.1351 | 1091 | 1008 | 1031 | 1165 | 1204 | 0.61171 | 0.55921 | 0.37278 | 0.41997 | 0.79377 | 0.95826 | 9.4332 | 9.0693 | 8.6013 | 8.9181 | 9.4004 | 10.2559 | #DIV/0! | #DIV/0! | #DIV/0! | 0.43198 | 0.5 | 0 | 0.5 | 0.5 | 0.5 | 89.19% | 0.48434 | 0.40138 | 0.43066 | 0 | 0.099555 | 0.58193 | 0.89875 | 80.18% | 0.5006 | 0 | 0 | 0 | 0 | 0 | 0 | 0 | 0% | 0 | 0.4352 | 0.5 | 0 | 0 | 0.5 | 0.87193 | 1.4316 | 72.07% | 0.60383 | 0.32042 | 0 | 0 | 0 | 0 | 0.66875 | 7.3741 | 12.61% | 2.5405 | 4023.1382 | 3669.7305 | 2881.7516 | 3213.8284 | 407498% | 6144.473 | 99.1% | 2832.9073 | 3592.3897 | 0 | 0 | 431060% | 5058.2009 | 66.67% | 6856.0454 | 10.0444 | 8.7137 | 13.6747
2093 | 16.3133 | 16.3151 | 10.5911 | 13.1337 | 19.5919 | 22.2005 | 16.3133 | 15.7802 | 14.2101 | 14.8842 | 17.6658 | 19.2516 | 5.43 | 5.386 | 5.43 | 5.2512 | 5.37 | 5.43 | 5.43 | 9.6142 | 9.4526 | 4.4519 | 6.591 | 12.4043 | 15.3898 | 16.3975 | 16.3085 | 8.1294 | 10.6179 | 23.3306 | 23.7995 | 0.4 | 0.3 | 0 | 0 | 3616.4324 | 3626 | 3529 | 3564.5 | 3680.5 | 3684 | 0.43117 | 0.43377 | 0.24924 | 0.30944 | 0.57811 | 0.5886 | 9.1831 | 8.23 | 8.23 | 8.23 | 8.2966 | 12.4019 | 9.1838 | 8.6472 | 8.23 | 8.23 | 9.9004 | 11.2534 | 14.4936 | 12.7884 | 6.8667 | 8.2281 | 20.3654 | 25.6241 | 0.27273 | 0.2 | 0 | 0.081818 | 1098.1441 | 1091 | 1008 | 1031 | 1165 | 1204 | 0.61175 | 0.55921 | 0.37278 | 0.41997 | 0.79377 | 0.95826 | 9.4327 | 9.0693 | 8.6013 | 8.9181 | 9.4004 | 10.2559 | #DIV/0! | #DIV/0! | #DIV/0! | 0.43198 | 0.5 | 0 | 0.5 | 0.5 | 0.5 | 89.19% | 0.48434 | 0.40141 | 0.43066 | 0 | 0.099555 | 0.58193 | 0.89875 | 80.18% | 0.50064 | 0 | 0 | 0 | 0 | 0 | 0 | 0 | 0% | 0 | 0.4352 | 0.5 | 0 | 0 | 0.5 | 0.87194 | 1.4316 | 72.07% | 0.60383 | 0.31994 | 0 | 0 | 0 | 0 | 0.66875 | 7.374 | 12.61% | 2.5366 | 4023.1355 | 3669.7305 | 2881.7516 | 3213.8284 | 407498% | 6144.473 | 99.1% | 2832.7407 | 3592.3897 | 0 | 0 | 430848% | 5058.2009 | 66.67% | 6855.8763 | 10.0444 | 8.7137 | 13.6747
2094 | 16.3133 | 16.3151 | 10.5911 | 13.1337 | 19.5919 | 22.2005 | 16.3133 | 15.7802 | 14.2101 | 14.8842 | 17.6658 | 19.2516 | 5.43 | 5.386 | 5.43 | 5.2512 | 5.37 | 5.43 | 5.43 | 9.6142 | 9.4526 | 4.4519 | 6.591 | 12.4043 | 15.3898 | 16.3974 | 16.3085 | 8.1294 | 10.6178 | 23.3306 | 23.7995 | 0.4 | 0.3 | 0 | 0 | 3616.4324 | 3626 | 3529 | 3564.5 | 3680.5 | 3684 | 0.43117 | 0.43377 | 0.24924 | 0.30944 | 0.57811 | 0.5886 | 9.1831 | 8.23 | 8.23 | 8.23 | 8.2966 | 12.4019 | 9.1835 | 8.6472 | 8.23 | 8.23 | 9.9004 | 11.2534 | 14.4939 | 12.7878 | 6.8667 | 8.2281 | 20.3651 | 25.6236 | 0.27273 | 0.2 | 0 | 0.081818 | 1098.1351 | 1091 | 1008 | 1031 | 1165 | 1204 | 0.61179 | 0.55921 | 0.37278 | 0.41997 | 0.79377 | 0.95826 | 9.4323 | 9.0693 | 8.6013 | 8.9181 | 9.4004 | 10.2559 | #DIV/0! | #DIV/0! | #DIV/0! | 0.43198 | 0.5 | 0 | 0.5 | 0.5 | 0.5 | 89.19% | 0.48434 | 0.40143 | 0.43066 | 0 | 0.099555 | 0.58193 | 0.89875 | 80.18% | 0.50067 | 0 | 0 | 0 | 0 | 0 | 0 | 0 | 0% | 0 | 0.4352 | 0.5 | 0 | 0 | 0.5 | 0.87194 | 1.4316 | 72.07% | 0.60383 | 0.31956 | 0 | 0 | 0 | 0 | 0.66875 | 7.3741 | 12.61% | 2.5337 | 4023.1283 | 3669.7305 | 2881.7516 | 3213.8284 | 407498% | 6144.473 | 99.1% | 2832.5091 | 3592.3897 | 0 | 0 | 430848% | 5058.2009 | 66.67% | 6855.6374 | 10.0444 | 8.7137 | 13.6747
2095 | 16.3133 | 16.3151 | 10.5911 | 13.1337 | 19.5919 | 22.2005 | 16.3133 | 15.7802 | 14.2101 | 14.8842 | 17.6658 | 19.2516 | 5.43 | 5.386 | 5.43 | 5.2512 | 5.37 | 5.43 | 5.43 | 9.6142 | 9.4526 | 4.4519 | 6.591 | 12.4043 | 15.3898 | 16.3974 | 16.3085 | 8.1294 | 10.6178 | 23.3306 | 23.7995 | 0.4 | 0.3 | 0 | 0 | 3616.4324 | 3626 | 3529 | 3564.5 | 3680.5 | 3684 | 0.43117 | 0.43377 | 0.24924 | 0.30944 | 0.57811 | 0.5886 | 9.1831 | 8.23 | 8.23 | 8.23 | 8.2966 | 12.4019 | 9.1834 | 8.6472 | 8.23 | 8.23 | 9.9004 | 11.2534 | 14.4927 | 12.7871 | 6.8667 | 8.2281 | 20.3649 | 25.6233 | 0.27273 | 0.2 | 0 | 0.081818 | 1098.1351 | 1091 | 1008 | 1031 | 1165 | 1204 | 0.61176 | 0.55921 | 0.37278 | 0.41997 | 0.79377 | 0.95826 | 9.4339 | 9.0693 | 8.6013 | 8.9181 | 9.4004 | 10.2559 | #DIV/0! | #DIV/0! | #DIV/0! | 0.43198 | 0.5 | 0 | 0.5 | 0.5 | 0.5 | 89.19% | 0.48434 | 0.40144 | 0.43066 | 0 | 0.099555 | 0.58193 | 0.89875 | 80.18% | 0.50067 | 0 | 0 | 0 | 0 | 0 | 0 | 0 | 0% | 0 | 0.4352 | 0.5 | 0 | 0 | 0.5 | 0.87194 | 1.4316 | 72.07% | 0.60383 | 0.32107 | 0 | 0 | 0 | 0 | 0.66875 | 7.3741 | 12.61% | 2.5457 | 4023.1279 | 3669.7305 | 2881.7516 | 3213.8284 | 407498% | 6144.473 | 99.1% | 2833.2935 | 3592.3897 | 0 | 0 | 430848% | 5058.2009 | 66.67% | 6856.4214 | 10.0444 | 8.7137 | 13.6747
2096 | 16.3133 | 16.3151 | 10.5911 | 13.1337 | 19.5919 | 22.2005 | 16.3133 | 15.7802 | 14.2101 | 14.8842 | 17.6658 | 19.2516 | 5.43 | 5.386 | 5.43 | 5.2512 | 5.37 | 5.43 | 5.43 | 9.6142 | 9.4526 | 4.4519 | 6.591 | 12.4043 | 15.3898 | 16.3973 | 16.3085 | 8.1294 | 10.6178 | 23.3306 | 23.7995 | 0.4 | 0.3 | 0 | 0 | 3616.4324 | 3626 | 3529 | 3564.5 | 3680.5 | 3684 | 0.43117 | 0.43377 | 0.24924 | 0.30944 | 0.57811 | 0.5886 | 9.1831 | 8.23 | 8.23 | 8.23 | 8.2966 | 12.4019 | 9.1833 | 8.6472 | 8.23 | 8.23 | 9.9004 | 11.2534 | 14.4917 | 12.7862 | 6.8667 | 8.2281 | 20.3646 | 25.625 | 0.27273 | 0.2 | 0 | 0.081818 | 1098.1351 | 1091 | 1008 | 1031 | 1165 | 1204 | 0.61176 | 0.55921 | 0.37278 | 0.41997 | 0.79377 | 0.95826 | 9.4337 | 9.0693 | 8.6013 | 8.9181 | 9.4004 | 10.2559 | #DIV/0! | #DIV/0! | #DIV/0! | 0.43198 | 0.5 | 0 | 0.5 | 0.5 | 0.5 | 89.19% | 0.48434 | 0.40144 | 0.43066 | 0 | 0.099555 | 0.58193 | 0.89875 | 80.18% | 0.50067 | 0 | 0 | 0 | 0 | 0 | 0 | 0 | 0% | 0 | 0.4352 | 0.5 | 0 | 0 | 0.5 | 0.87195 | 1.4316 | 72.07% | 0.60383 | 0.32089 | 0 | 0 | 0 | 0 | 0.66875 | 7.3741 | 12.61% | 2.5442 | 4023.1219 | 3669.7305 | 2881.7516 | 3213.8284 | 407498% | 6144.473 | 99.1% | 2833.2037 | 3592.3897 | 0 | 0 | 430848% | 5058.2009 | 66.67% | 6856.3256 | 10.0444 | 8.7137 | 13.6747
2097 | 16.3133 | 16.3151 | 10.5911 | 13.1337 | 19.5919 | 22.2005 | 16.3133 | 15.7802 | 14.2101 | 14.8842 | 17.6658 | 19.2516 | 5.43 | 5.386 | 5.43 | 5.2512 | 5.37 | 5.43 | 5.43 | 9.6142 | 9.4526 | 4.4519 | 6.591 | 12.4043 | 15.3898 | 16.3972 | 16.3085 | 8.1294 | 10.6178 | 23.3306 | 23.7995 | 0.4 | 0.3 | 0 | 0 | 3616.4234 | 3626 | 3529 | 3564.5 | 3680.5 | 3684 | 0.43117 | 0.43377 | 0.24924 | 0.30944 | 0.57811 | 0.5886 | 9.1831 | 8.23 | 8.23 | 8.23 | 8.2966 | 12.4019 | 9.1832 | 8.6472 | 8.23 | 8.23 | 9.9004 | 11.2534 | 14.4908 | 12.7853 | 6.8667 | 8.2281 | 20.3604 | 25.6248 | 0.27273 | 0.2 | 0 | 0.081818 | 1098.1261 | 1091 | 1008 | 1031 | 1165 | 1204 | 0.61176 | 0.55921 | 0.37278 | 0.41997 | 0.79377 | 0.95826 | 9.4335 | 9.0693 | 8.6013 | 8.9181 | 9.4004 | 10.2559 | #DIV/0! | #DIV/0! | #DIV/0! | 0.43198 | 0.5 | 0 | 0.5 | 0.5 | 0.5 | 89.19% | 0.48434 | 0.40144 | 0.43066 | 0 | 0.099555 | 0.58193 | 0.89875 | 80.18% | 0.50068 | 0 | 0 | 0 | 0 | 0 | 0 | 0 | 0% | 0 | 0.4352 | 0.5 | 0 | 0 | 0.5 | 0.87195 | 1.4316 | 72.07% | 0.60383 | 0.32071 | 0 | 0 | 0 | 0 | 0.66875 | 7.374 | 12.61% | 2.5427 | 4023.0828 | 3669.7305 | 2881.7516 | 3213.8284 | 407498% | 6144.473 | 99.1% | 2833.0722 | 3592.3897 | 0 | 0 | 430848% | 5058.2009 | 66.67% | 6856.155 | 10.0444 | 8.7137 | 13.6747
2098 | 16.3133 | 16.3151 | 10.5911 | 13.1337 | 19.5919 | 22.2005 | 16.3133 | 15.7802 | 14.2101 | 14.8842 | 17.6658 | 19.2516 | 5.43 | 5.386 | 5.43 | 5.2512 | 5.37 | 5.43 | 5.43 | 9.6142 | 9.4526 | 4.4519 | 6.591 | 12.4043 | 15.3898 | 16.3972 | 16.3085 | 8.1294 | 10.6178 | 23.3306 | 23.7995 | 0.4 | 0.3 | 0 | 0 | 3616.4234 | 3626 | 3529 | 3564.5 | 3680.5 | 3684 | 0.43115 | 0.43377 | 0.24924 | 0.30944 | 0.57811 | 0.5886 | 9.1831 | 8.23 | 8.23 | 8.23 | 8.2966 | 12.4019 | 9.1831 | 8.6472 | 8.23 | 8.23 | 9.9004 | 11.2534 | 14.4902 | 12.7845 | 6.8667 | 8.2281 | 20.3576 | 25.6246 | 0.27273 | 0.2 | 0 | 0.081818 | 1098.1261 | 1091 | 1008 | 1031 | 1165 | 1204 | 0.61174 | 0.55921 | 0.37278 | 0.41997 | 0.79377 | 0.95826 | 9.4333 | 9.0693 | 8.6013 | 8.9181 | 9.4004 | 10.2559 | #DIV/0! | #DIV/0! | #DIV/0! | 0.43198 | 0.5 | 0 | 0.5 | 0.5 | 0.5 | 89.19% | 0.48434 | 0.40144 | 0.43066 | 0 | 0.099555 | 0.58193 | 0.89875 | 80.18% | 0.50068 | 0 | 0 | 0 | 0 | 0 | 0 | 0 | 0% | 0 | 0.4352 | 0.5 | 0 | 0 | 0.5 | 0.87195 | 1.4316 | 72.07% | 0.60383 | 0.32048 | 0 | 0 | 0 | 0 | 0.66875 | 7.374 | 12.61% | 2.541 | 4023.0444 | 3669.7305 | 2881.7516 | 3213.8284 | 407498% | 6144.473 | 99.1% | 2832.9232 | 3592.3897 | 0 | 0 | 430848% | 5058.2009 | 66.67% | 6855.9676 | 10.0444 | 8.7137 | 13.6747
2099 | 16.3133 | 16.3151 | 10.5911 | 13.1337 | 19.5919 | 22.2005 | 16.3133 | 15.7802 | 14.2101 | 14.8842 | 17.6658 | 19.2516 | 5.43 | 5.386 | 5.43 | 5.2512 | 5.37 | 5.43 | 5.43 | 9.6142 | 9.4526 | 4.4519 | 6.591 | 12.4043 | 15.3898 | 16.3971 | 16.3085 | 8.1294 | 10.6178 | 23.3306 | 23.7995 | 0.4 | 0.3 | 0 | 0 | 3616.4234 | 3626 | 3529 | 3564.5 | 3680.5 | 3684 | 0.43115 | 0.43377 | 0.24924 | 0.30944 | 0.57811 | 0.5886 | 9.1831 | 8.23 | 8.23 | 8.23 | 8.2966 | 12.4019 | 9.1831 | 8.6472 | 8.23 | 8.23 | 9.9004 | 11.2534 | 14.4895 | 12.7837 | 6.8667 | 8.2281 | 20.3539 | 25.6244 | 0.27273 | 0.2 | 0 | 0.081818 | 1098.1261 | 1091 | 1008 | 1031 | 1165 | 1204 | 0.61174 | 0.55921 | 0.37278 | 0.41997 | 0.79377 | 0.95826 | 9.4332 | 9.0693 | 8.6013 | 8.9181 | 9.4004 | 10.2559 | #DIV/0! | #DIV/0! | #DIV/0! | 0.43198 | 0.5 | 0 | 0.5 | 0.5 | 0.5 | 89.19% | 0.48434 | 0.40144 | 0.43066 | 0 | 0.099555 | 0.58193 | 0.89875 | 80.18% | 0.50068 | 0 | 0 | 0 | 0 | 0 | 0 | 0 | 0% | 0 | 0.4352 | 0.5 | 0 | 0 | 0.5 | 0.87195 | 1.4316 | 72.07% | 0.60383 | 0.32046 | 0 | 0 | 0 | 0 | 0.66875 | 7.3741 | 12.61% | 2.5408 | 4023.0392 | 3669.7305 | 2881.7516 | 3213.8284 | 407498% | 6144.473 | 99.1% | 2832.9142 | 3592.3897 | 0 | 0 | 430848% | 5058.2009 | 66.67% | 6855.9535 | 10.0443 | 8.7137 | 13.6747
2100 | 16.3133 | 16.3151 | 10.5911 | 13.1337 | 19.5919 | 22.2005 | 16.3133 | 15.7802 | 14.2101 | 14.8842 | 17.6658 | 19.2516 | 5.43 | 5.386 | 5.43 | 5.2512 | 5.37 | 5.43 | 5.43 | 9.6142 | 9.4526 | 4.4519 | 6.591 | 12.4043 | 15.3898 | 16.3971 | 16.3085 | 8.1294 | 10.6178 | 23.3306 | 23.7995 | 0.4 | 0.3 | 0 | 0 | 3616.4234 | 3626 | 3529 | 3564.5 | 3680.5 | 3684 | 0.43115 | 0.43377 | 0.24924 | 0.30944 | 0.57811 | 0.5886 | 9.1831 | 8.23 | 8.23 | 8.23 | 8.2966 | 12.4019 | 9.1831 | 8.6472 | 8.23 | 8.23 | 9.9004 | 11.2534 | 14.489 | 12.783 | 6.8667 | 8.2281 | 20.3503 | 25.6244 | 0.27273 | 0.2 | 0 | 0.081818 | 1098.1171 | 1091 | 1008 | 1031 | 1165 | 1204 | 0.61174 | 0.55921 | 0.37278 | 0.41997 | 0.79377 | 0.95826 | 9.4331 | 9.0693 | 8.6013 | 8.9181 | 9.4004 | 10.2559 | #DIV/0! | #DIV/0! | #DIV/0! | 0.43198 | 0.5 | 0 | 0.5 | 0.5 | 0.5 | 89.19% | 0.48434 | 0.40145 | 0.43066 | 0 | 0.099555 | 0.58193 | 0.89875 | 80.18% | 0.50068 | 0 | 0 | 0 | 0 | 0 | 0 | 0 | 0% | 0 | 0.4352 | 0.5 | 0 | 0 | 0.5 | 0.87195 | 1.4316 | 72.07% | 0.60383 | 0.32035 | 0 | 0 | 0 | 0 | 0.66875 | 7.3741 | 12.61% | 2.5399 | 4023.0415 | 3669.7305 | 2881.7516 | 3213.8284 | 407498% | 6144.473 | 99.1% | 2832.8174 | 3592.3897 | 0 | 0 | 430848% | 5058.2009 | 66.67% | 6855.8589 | 10.0444 | 8.7137 | 13.6747
2101 | 16.3133 | 16.3151 | 10.5911 | 13.1337 | 19.5919 | 22.2005 | 16.3133 | 15.7802 | 14.2101 | 14.8842 | 17.6658 | 19.2516 | 5.43 | 5.386 | 5.43 | 5.2512 | 5.37 | 5.43 | 5.43 | 9.6142 | 9.4526 | 4.4519 | 6.591 | 12.4043 | 15.3898 | 16.3971 | 16.3085 | 8.1294 | 10.6178 | 23.3306 | 23.7995 | 0.4 | 0.3 | 0 | 0 | 3616.4234 | 3626 | 3529 | 3564.5 | 3680.5 | 3684 | 0.43115 | 0.43377 | 0.24924 | 0.30944 | 0.57811 | 0.5886 | 9.1831 | 8.23 | 8.23 | 8.23 | 8.2966 | 12.4019 | 9.1831 | 8.6472 | 8.23 | 8.23 | 9.9004 | 11.2534 | 14.493 | 12.7863 | 6.8667 | 8.2281 | 20.3473 | 25.6242 | 0.27273 | 0.2 | 0 | 0.081818 | 1098.1532 | 1091 | 1008 | 1031 | 1165 | 1204 | 0.6117 | 0.55921 | 0.37278 | 0.41997 | 0.79377 | 0.95826 | 9.4286 | 9.0644 | 8.6013 | 8.9126 | 9.3882 | 10.2559 | #DIV/0! | #DIV/0! | #DIV/0! | 0.43198 | 0.5 | 0 | 0.5 | 0.5 | 0.5 | 89.19% | 0.48434 | 0.40595 | 0.43557 | 0 | 0.11177 | 0.58738 | 0.89875 | 80.18% | 0.5063 | 0 | 0 | 0 | 0 | 0 | 0 | 0 | 0% | 0 | 0.4397 | 0.5 | 0 | 0 | 0.5 | 0.87195 | 1.4316 | 72.97% | 0.60255 | 0.32033 | 0 | 0 | 0 | 0 | 0.66875 | 7.3741 | 12.61% | 2.5397 | 4023.0376 | 3669.7305 | 2881.7516 | 3213.8284 | 407498% | 6144.473 | 99.1% | 2830.8393 | 3592.3897 | 0 | 0 | 430848% | 5058.2009 | 66.67% | 6853.8769 | 10.0443 | 8.7137 | 13.6747
2102 | 16.3133 | 16.3151 | 10.5911 | 13.1337 | 19.5919 | 22.2005 | 16.3133 | 15.7802 | 14.2101 | 14.8842 | 17.6658 | 19.2516 | 5.43 | 5.386 | 5.43 | 5.2512 | 5.37 | 5.43 | 5.43 | 9.6142 | 9.4526 | 4.4519 | 6.591 | 12.4043 | 15.3898 | 16.397 | 16.3085 | 8.1294 | 10.6178 | 23.3306 | 23.7995 | 0.4 | 0.3 | 0 | 0 | 3616.4234 | 3626 | 3529 | 3564.5 | 3680.5 | 3684 | 0.43115 | 0.43377 | 0.24924 | 0.30944 | 0.57811 | 0.5886 | 9.183 | 8.23 | 8.23 | 8.23 | 8.2966 | 12.4019 | 9.1831 | 8.6472 | 8.23 | 8.23 | 9.9004 | 11.2534 | 14.4924 | 12.7857 | 6.8667 | 8.2281 | 20.3459 | 25.6242 | 0.27273 | 0.2 | 0 | 0.081818 | 1098.1441 | 1091 | 1008 | 1031 | 1165 | 1204 | 0.61185 | 0.55921 | 0.37278 | 0.41997 | 0.79377 | 0.95826 | 9.4331 | 9.0693 | 8.6013 | 8.9126 | 9.4044 | 10.2559 | #DIV/0! | #DIV/0! | #DIV/0! | 0.43143 | 0.5 | 0 | 0.5 | 0.5 | 0.5 | 89.19% | 0.48372 | 0.402 | 0.43066 | 0 | 0.095649 | 0.58738 | 0.89875 | 79.28% | 0.50707 | 0 | 0 | 0 | 0 | 0 | 0 | 0 | 0% | 0 | 0.4352 | 0.5 | 0 | 0 | 0.5 | 0.87195 | 1.4316 | 72.07% | 0.60383 | 0.32032 | 0 | 0 | 0 | 0 | 0.66875 | 7.3741 | 12.61% | 2.5397 | 4023.0334 | 3669.7305 | 2881.7516 | 3213.8284 | 407498% | 6144.473 | 99.1% | 2833.0005 | 3592.3897 | 0 | 0 | 430848% | 5058.2009 | 66.67% | 6856.0339 | 10.0443 | 8.7137 | 13.6747
2103 | 16.3133 | 16.3151 | 10.5911 | 13.1337 | 19.5919 | 22.2005 | 16.3133 | 15.7802 | 14.2101 | 14.8842 | 17.6658 | 19.2516 | 5.43 | 5.386 | 5.43 | 5.2512 | 5.37 | 5.43 | 5.43 | 9.6142 | 9.4526 | 4.4519 | 6.591 | 12.4043 | 15.3898 | 16.397 | 16.3085 | 8.1294 | 10.6178 | 23.3306 | 23.7995 | 0.4 | 0.3 | 0 | 0 | 3616.4234 | 3626 | 3529 | 3564.5 | 3680.5 | 3684 | 0.43115 | 0.43377 | 0.24924 | 0.30944 | 0.57811 | 0.5886 | 9.183 | 8.23 | 8.23 | 8.23 | 8.2966 | 12.4019 | 9.1831 | 8.6472 | 8.23 | 8.23 | 9.9004 | 11.2534 | 14.4918 | 12.7851 | 6.8667 | 8.2281 | 20.3441 | 25.6242 | 0.27273 | 0.2 | 0 | 0.081818 | 1098.1532 | 1091 | 1008 | 1031 | 1165 | 1204 | 0.61183 | 0.55921 | 0.37278 | 0.41997 | 0.79377 | 0.95826 | 9.4331 | 9.0693 | 8.6013 | 8.9126 | 9.4043 | 10.2559 | #DIV/0! | #DIV/0! | #DIV/0! | 0.43143 | 0.5 | 0 | 0.5 | 0.5 | 0.5 | 89.19% | 0.48372 | 0.402 | 0.43066 | 0 | 0.095723 | 0.58738 | 0.89875 | 79.28% | 0.50707 | 0 | 0 | 0 | 0 | 0 | 0 | 0 | 0% | 0 | 0.4352 | 0.5 | 0 | 0 | 0.5 | 0.87195 | 1.4316 | 72.07% | 0.60383 | 0.32031 | 0 | 0 | 0 | 0 | 0.66875 | 7.3741 | 12.61% | 2.5396 | 4023.0297 | 3669.7305 | 2881.7516 | 3213.8284 | 407498% | 6144.473 | 99.1% | 2832.997 | 3592.3897 | 0 | 0 | 430848% | 5058.2009 | 66.67% | 6856.0267 | 10.0443 | 8.7137 | 13.6747
2104 | 16.3133 | 16.3151 | 10.5911 | 13.1337 | 19.5919 | 22.2005 | 16.3133 | 15.7802 | 14.2101 | 14.8842 | 17.6658 | 19.2516 | 5.43 | 5.386 | 5.43 | 5.2512 | 5.37 | 5.43 | 5.43 | 9.6142 | 9.4526 | 4.4519 | 6.591 | 12.4043 | 15.3898 | 16.397 | 16.3085 | 8.1294 | 10.6178 | 23.3306 | 23.7995 | 0.4 | 0.3 | 0 | 0 | 3616.4234 | 3626 | 3529 | 3564.5 | 3680.5 | 3684 | 0.43115 | 0.43377 | 0.24924 | 0.30944 | 0.57811 | 0.5886 | 9.183 | 8.23 | 8.23 | 8.23 | 8.2966 | 12.4019 | 9.1831 | 8.6472 | 8.23 | 8.23 | 9.9004 | 11.2534 | 14.4912 | 12.7845 | 6.8667 | 8.2281 | 20.3422 | 25.6242 | 0.27273 | 0.2 | 0 | 0.081818 | 1098.1532 | 1091 | 1008 | 1031 | 1165 | 1204 | 0.61185 | 0.55921 | 0.37278 | 0.41997 | 0.79377 | 0.95826 | 9.4331 | 9.0693 | 8.6013 | 8.9126 | 9.4043 | 10.2559 | #DIV/0! | #DIV/0! | #DIV/0! | 0.43143 | 0.5 | 0 | 0.5 | 0.5 | 0.5 | 89.19% | 0.48372 | 0.402 | 0.43066 | 0 | 0.095682 | 0.58738 | 0.89875 | 79.28% | 0.50707 | 0 | 0 | 0 | 0 | 0 | 0 | 0 | 0% | 0 | 0.4352 | 0.5 | 0 | 0 | 0.5 | 0.87195 | 1.4316 | 72.07% | 0.60383 | 0.32031 | 0 | 0 | 0 | 0 | 0.66875 | 7.3741 | 12.61% | 2.5396 | 4023.0264 | 3669.7305 | 2881.7516 | 3213.8284 | 407498% | 6144.473 | 99.1% | 2833.0331 | 3592.3897 | 0 | 0 | 430848% | 5058.2009 | 66.67% | 6856.0595 | 10.0443 | 8.7137 | 13.6747
2105 | 16.3133 | 16.3151 | 10.5911 | 13.1337 | 19.5919 | 22.2005 | 16.3133 | 15.7802 | 14.2101 | 14.8842 | 17.6658 | 19.2516 | 5.43 | 5.386 | 5.43 | 5.2512 | 5.37 | 5.43 | 5.43 | 9.6142 | 9.4526 | 4.4519 | 6.591 | 12.4043 | 15.3898 | 16.397 | 16.3085 | 8.1294 | 10.6178 | 23.3306 | 23.7995 | 0.4 | 0.3 | 0 | 0 | 3616.4234 | 3626 | 3529 | 3564.5 | 3680.5 | 3684 | 0.43115 | 0.43377 | 0.24924 | 0.30944 | 0.57811 | 0.5886 | 9.183 | 8.23 | 8.23 | 8.23 | 8.2966 | 12.4019 | 9.1831 | 8.6472 | 8.23 | 8.23 | 9.9004 | 11.2534 | 14.4906 | 12.7841 | 6.8667 | 8.2281 | 20.335 | 25.6242 | 0.27273 | 0.2 | 0 | 0.081818 | 1098.1441 | 1091 | 1008 | 1031 | 1165 | 1204 | 0.61185 | 0.55921 | 0.37278 | 0.41997 | 0.79377 | 0.95826 | 9.4331 | 9.0693 | 8.6013 | 8.9126 | 9.4043 | 10.2559 | #DIV/0! | #DIV/0! | #DIV/0! | 0.43143 | 0.5 | 0 | 0.5 | 0.5 | 0.5 | 89.19% | 0.48372 | 0.402 | 0.43066 | 0 | 0.095745 | 0.58738 | 0.89875 | 79.28% | 0.50707 | 0 | 0 | 0 | 0 | 0 | 0 | 0 | 0% | 0 | 0.4352 | 0.5 | 0 | 0 | 0.5 | 0.87195 | 1.4316 | 72.07% | 0.60383 | 0.3203 | 0 | 0 | 0 | 0 | 0.66875 | 7.3741 | 12.61% | 2.5395 | 4023.0233 | 3669.7305 | 2881.7516 | 3213.8284 | 407498% | 6144.473 | 99.1% | 2832.99 | 3592.3897 | 0 | 0 | 430848% | 5058.2009 | 66.67% | 6856.0133 | 10.0443 | 8.7137 | 13.6747
2106 | 16.3133 | 16.3151 | 10.5911 | 13.1337 | 19.5919 | 22.2005 | 16.3133 | 15.7802 | 14.2101 | 14.8842 | 17.6658 | 19.2516 | 5.43 | 5.386 | 5.43 | 5.2512 | 5.37 | 5.43 | 5.43 | 9.6142 | 9.4526 | 4.4519 | 6.591 | 12.4043 | 15.3898 | 16.397 | 16.3085 | 8.1294 | 10.6178 | 23.3306 | 23.7995 | 0.4 | 0.3 | 0 | 0 | 3616.4234 | 3626 | 3529 | 3564.5 | 3680.5 | 3684 | 0.43115 | 0.43377 | 0.24924 | 0.30944 | 0.57811 | 0.5886 | 9.183 | 8.23 | 8.23 | 8.23 | 8.2966 | 12.4019 | 9.183 | 8.6472 | 8.23 | 8.23 | 9.9004 | 11.2534 | 14.49 | 12.7756 | 6.8667 | 8.2281 | 20.3346 | 25.6242 | 0.27273 | 0.2 | 0 | 0.081818 | 1098.1532 | 1091 | 1008 | 1031 | 1165 | 1204 | 0.61183 | 0.55921 | 0.37278 | 0.41997 | 0.79377 | 0.95826 | 9.4331 | 9.0693 | 8.6013 | 8.9126 | 9.4042 | 10.2559 | #DIV/0! | #DIV/0! | #DIV/0! | 0.43143 | 0.5 | 0 | 0.5 | 0.5 | 0.5 | 89.19% | 0.48372 | 0.402 | 0.43066 | 0 | 0.095806 | 0.58738 | 0.89875 | 79.28% | 0.50707 | 0 | 0 | 0 | 0 | 0 | 0 | 0 | 0% | 0 | 0.4352 | 0.5 | 0 | 0 | 0.5 | 0.87195 | 1.4316 | 72.07% | 0.60383 | 0.32031 | 0 | 0 | 0 | 0 | 0.66875 | 7.3741 | 12.61% | 2.5396 | 4023.0304 | 3669.7305 | 2881.7516 | 3213.8284 | 407498% | 6144.473 | 99.1% | 2832.9932 | 3592.3897 | 0 | 0 | 430848% | 5058.2009 | 66.67% | 6856.0237 | 10.0443 | 8.7137 | 13.6747
2107 | 16.3133 | 16.3151 | 10.5911 | 13.1337 | 19.5919 | 22.2005 | 16.3133 | 15.7802 | 14.2101 | 14.8842 | 17.6658 | 19.2516 | 5.43 | 5.386 | 5.43 | 5.2512 | 5.37 | 5.43 | 5.43 | 9.6142 | 9.4526 | 4.4519 | 6.591 | 12.4043 | 15.3898 | 16.397 | 16.3085 | 8.1294 | 10.6178 | 23.3306 | 23.7995 | 0.4 | 0.3 | 0 | 0 | 3616.4234 | 3626 | 3529 | 3564.5 | 3680.5 | 3684 | 0.43115 | 0.43377 | 0.24924 | 0.30944 | 0.57811 | 0.5886 | 9.183 | 8.23 | 8.23 | 8.23 | 8.2966 | 12.4019 | 9.183 | 8.6472 | 8.23 | 8.23 | 9.9004 | 11.2534 | 14.4894 | 12.77 | 6.8667 | 8.2281 | 20.3346 | 25.6242 | 0.27273 | 0.2 | 0 | 0.081818 | 1098.1351 | 1091 | 1008 | 1031 | 1165 | 1204 | 0.61185 | 0.55921 | 0.37278 | 0.41997 | 0.79377 | 0.95826 | 9.4331 | 9.0693 | 8.6013 | 8.9126 | 9.4041 | 10.2559 | #DIV/0! | #DIV/0! | #DIV/0! | 0.43143 | 0.5 | 0 | 0.5 | 0.5 | 0.5 | 89.19% | 0.48372 | 0.402 | 0.43066 | 0 | 0.095859 | 0.58738 | 0.89875 | 79.28% | 0.50707 | 0 | 0 | 0 | 0 | 0 | 0 | 0 | 0% | 0 | 0.4352 | 0.5 | 0 | 0 | 0.5 | 0.87195 | 1.4316 | 72.07% | 0.60383 | 0.3203 | 0 | 0 | 0 | 0 | 0.66875 | 7.3741 | 12.61% | 2.5395 | 4023.0289 | 3669.7305 | 2881.7516 | 3213.8284 | 407498% | 6144.473 | 99.1% | 2832.9878 | 3592.3897 | 0 | 0 | 430848% | 5058.2009 | 66.67% | 6856.0167 | 10.0443 | 8.7137 | 13.6747
2108 | 16.3133 | 16.3151 | 10.5911 | 13.1337 | 19.5919 | 22.2005 | 16.3133 | 15.7802 | 14.2101 | 14.8842 | 17.6658 | 19.2516 | 5.43 | 5.386 | 5.43 | 5.2512 | 5.37 | 5.43 | 5.43 | 9.6142 | 9.4526 | 4.4519 | 6.591 | 12.4043 | 15.3898 | 16.397 | 16.3085 | 8.1294 | 10.6178 | 23.3306 | 23.7995 | 0.4 | 0.3 | 0 | 0 | 3616.4234 | 3626 | 3529 | 3564.5 | 3680.5 | 3684 | 0.43115 | 0.43377 | 0.24924 | 0.30944 | 0.57811 | 0.5886 | 9.183 | 8.23 | 8.23 | 8.23 | 8.2966 | 12.4019 | 9.183 | 8.6472 | 8.23 | 8.23 | 9.9004 | 11.2534 | 14.4889 | 12.7654 | 6.8667 | 8.2281 | 20.3345 | 25.6242 | 0.27273 | 0.2 | 0 | 0.081818 | 1098.1351 | 1091 | 1008 | 1031 | 1165 | 1204 | 0.6118 | 0.55921 | 0.37278 | 0.41997 | 0.79377 | 0.95826 | 9.4331 | 9.0693 | 8.6013 | 8.9126 | 9.4041 | 10.2559 | #DIV/0! | #DIV/0! | #DIV/0! | 0.43143 | 0.5 | 0 | 0.5 | 0.5 | 0.5 | 89.19% | 0.48372 | 0.40201 | 0.43066 | 0 | 0.095907 | 0.58738 | 0.89875 | 79.28% | 0.50708 | 0 | 0 | 0 | 0 | 0 | 0 | 0 | 0% | 0 | 0.4352 | 0.5 | 0 | 0 | 0.5 | 0.87195 | 1.4316 | 72.07% | 0.60383 | 0.3203 | 0 | 0 | 0 | 0 | 0.66875 | 7.3741 | 12.61% | 2.5395 | 4023.027 | 3669.7305 | 2881.7516 | 3213.8284 | 407498% | 6144.473 | 99.1% | 2832.9519 | 3592.3897 | 0 | 0 | 430848% | 5058.2009 | 66.67% | 6855.9789 | 10.0443 | 8.7137 | 13.6747
2109 | 16.3133 | 16.3151 | 10.5911 | 13.1337 | 19.5919 | 22.2005 | 16.3133 | 15.7802 | 14.2101 | 14.8842 | 17.6658 | 19.2516 | 5.43 | 5.386 | 5.43 | 5.2512 | 5.37 | 5.43 | 5.43 | 9.6142 | 9.4526 | 4.4519 | 6.591 | 12.4043 | 15.3898 | 16.397 | 16.3085 | 8.1294 | 10.6178 | 23.3306 | 23.7995 | 0.4 | 0.3 | 0 | 0 | 3616.4234 | 3626 | 3529 | 3564.5 | 3680.5 | 3684 | 0.43115 | 0.43377 | 0.24924 | 0.30944 | 0.57811 | 0.5886 | 9.183 | 8.23 | 8.23 | 8.23 | 8.2966 | 12.4019 | 9.183 | 8.6472 | 8.23 | 8.23 | 9.9004 | 11.2534 | 14.4883 | 12.7581 | 6.8667 | 8.2281 | 20.3344 | 25.6242 | 0.27273 | 0.2 | 0 | 0.081818 | 1098.1441 | 1091 | 1008 | 1031 | 1165 | 1204 | 0.6118 | 0.55921 | 0.37278 | 0.41997 | 0.79377 | 0.95826 | 9.4331 | 9.0693 | 8.6013 | 8.9126 | 9.404 | 10.2559 | #DIV/0! | #DIV/0! | #DIV/0! | 0.43143 | 0.5 | 0 | 0.5 | 0.5 | 0.5 | 89.19% | 0.48372 | 0.40201 | 0.43066 | 0 | 0.095951 | 0.58738 | 0.89875 | 79.28% | 0.50708 | 0 | 0 | 0 | 0 | 0 | 0 | 0 | 0% | 0 | 0.4352 | 0.5 | 0 | 0 | 0.5 | 0.87195 | 1.4316 | 72.07% | 0.60383 | 0.32031 | 0 | 0 | 0 | 0 | 0.66875 | 7.3741 | 12.61% | 2.5396 | 4023.0254 | 3669.7305 | 2881.7516 | 3213.8284 | 407498% | 6144.473 | 99.1% | 2832.9598 | 3592.3897 | 0 | 0 | 430848% | 5058.2009 | 66.67% | 6855.9853 | 10.0443 | 8.7137 | 13.6747
2110 | 16.3133 | 16.3151 | 10.5911 | 13.1337 | 19.5919 | 22.2005 | 16.3133 | 15.7802 | 14.2101 | 14.8842 | 17.6658 | 19.2516 | 5.43 | 5.386 | 5.43 | 5.2512 | 5.37 | 5.43 | 5.43 | 9.6142 | 9.4526 | 4.4519 | 6.591 | 12.4043 | 15.3898 | 16.397 | 16.3085 | 8.1294 | 10.6178 | 23.3306 | 23.7995 | 0.4 | 0.3 | 0 | 0 | 3616.4234 | 3626 | 3529 | 3564.5 | 3680.5 | 3684 | 0.43115 | 0.43377 | 0.24924 | 0.30944 | 0.57811 | 0.5886 | 9.183 | 8.23 | 8.23 | 8.23 | 8.2966 | 12.4019 | 9.183 | 8.6472 | 8.23 | 8.23 | 9.9004 | 11.2534 | 14.4877 | 12.7521 | 6.8667 | 8.2281 | 20.3344 | 25.6242 | 0.27273 | 0.2 | 0 | 0.081818 | 1098.1441 | 1091 | 1008 | 1031 | 1165 | 1204 | 0.61183 | 0.55921 | 0.37278 | 0.41997 | 0.79377 | 0.95826 | 9.4331 | 9.0693 | 8.6013 | 8.9126 | 9.4042 | 10.2559 | #DIV/0! | #DIV/0! | #DIV/0! | 0.43143 | 0.5 | 0 | 0.5 | 0.5 | 0.5 | 89.19% | 0.48372 | 0.402 | 0.43066 | 0 | 0.095835 | 0.58738 | 0.89875 | 79.28% | 0.50707 | 0 | 0 | 0 | 0 | 0 | 0 | 0 | 0% | 0 | 0.4352 | 0.5 | 0 | 0 | 0.5 | 0.87195 | 1.4316 | 72.07% | 0.60383 | 0.32029 | 0 | 0 | 0 | 0 | 0.66875 | 7.3741 | 12.61% | 2.5395 | 4023.0242 | 3669.7305 | 2881.7516 | 3213.8284 | 407498% | 6144.473 | 99.1% | 2832.9493 | 3592.3897 | 0 | 0 | 430848% | 5058.2009 | 66.67% | 6855.9734 | 10.0443 | 8.7137 | 13.6747
2111 | 16.3133 | 16.3151 | 10.5911 | 13.1337 | 19.5919 | 22.2005 | 16.3133 | 15.7802 | 14.2101 | 14.8842 | 17.6658 | 19.2516 | 5.43 | 5.386 | 5.43 | 5.2512 | 5.37 | 5.43 | 5.43 | 9.6142 | 9.4526 | 4.4519 | 6.591 | 12.4043 | 15.3898 | 16.397 | 16.3085 | 8.1294 | 10.6178 | 23.3306 | 23.7995 | 0.4 | 0.3 | 0 | 0 | 3616.4234 | 3626 | 3529 | 3564.5 | 3680.5 | 3684 | 0.43115 | 0.43377 | 0.24924 | 0.30944 | 0.57811 | 0.5886 | 9.183 | 8.23 | 8.23 | 8.23 | 8.2966 | 12.4019 | 9.183 | 8.6472 | 8.23 | 8.23 | 9.9004 | 11.2534 | 14.4872 | 12.7494 | 6.8667 | 8.2281 | 20.3343 | 25.6242 | 0.27273 | 0.2 | 0 | 0.081818 | 1098.1351 | 1091 | 1008 | 1031 | 1165 | 1204 | 0.61183 | 0.55921 | 0.37278 | 0.41997 | 0.79377 | 0.95826 | 9.4331 | 9.0693 | 8.6013 | 8.9126 | 9.4041 | 10.2559 | #DIV/0! | #DIV/0! | #DIV/0! | 0.43143 | 0.5 | 0 | 0.5 | 0.5 | 0.5 | 89.19% | 0.48372 | 0.402 | 0.43066 | 0 | 0.095868 | 0.58738 | 0.89875 | 79.28% | 0.50707 | 0 | 0 | 0 | 0 | 0 | 0 | 0 | 0% | 0 | 0.4352 | 0.5 | 0 | 0 | 0.5 | 0.87195 | 1.4316 | 72.07% | 0.60383 | 0.3203 | 0 | 0 | 0 | 0 | 0.66875 | 7.3741 | 12.61% | 2.5395 | 4023.0232 | 3669.7305 | 2881.7516 | 3213.8284 | 407498% | 6144.473 | 99.1% | 2832.9193 | 3592.3897 | 0 | 0 | 430848% | 5058.2009 | 66.67% | 6855.9424 | 10.0443 | 8.7137 | 13.6747
2112 | 16.3133 | 16.3151 | 10.5911 | 13.1337 | 19.5919 | 22.2005 | 16.3133 | 15.7802 | 14.2101 | 14.8842 | 17.6658 | 19.2516 | 5.43 | 5.386 | 5.43 | 5.2512 | 5.37 | 5.43 | 5.43 | 9.6142 | 9.4526 | 4.4519 | 6.591 | 12.4043 | 15.3898 | 16.397 | 16.3085 | 8.1294 | 10.6178 | 23.3306 | 23.7995 | 0.4 | 0.3 | 0 | 0 | 3616.4234 | 3626 | 3529 | 3564.5 | 3680.5 | 3684 | 0.43115 | 0.43377 | 0.24924 | 0.30944 | 0.57811 | 0.5886 | 9.183 | 8.23 | 8.23 | 8.23 | 8.2966 | 12.4019 | 9.183 | 8.6472 | 8.23 | 8.23 | 9.9004 | 11.2534 | 14.4866 | 12.7457 | 6.8667 | 8.2281 | 20.3342 | 25.6242 | 0.27273 | 0.2 | 0 | 0.081818 | 1098.1261 | 1091 | 1008 | 1031 | 1165 | 1204 | 0.6118 | 0.55921 | 0.37278 | 0.41997 | 0.79377 | 0.95826 | 9.4331 | 9.0693 | 8.6013 | 8.9126 | 9.4041 | 10.2559 | #DIV/0! | #DIV/0! | #DIV/0! | 0.43143 | 0.5 | 0 | 0.5 | 0.5 | 0.5 | 89.19% | 0.48372 | 0.40201 | 0.43066 | 0 | 0.095896 | 0.58738 | 0.89875 | 79.28% | 0.50707 | 0 | 0 | 0 | 0 | 0 | 0 | 0 | 0% | 0 | 0.4352 | 0.5 | 0 | 0 | 0.5 | 0.87195 | 1.4316 | 72.07% | 0.60383 | 0.3203 | 0 | 0 | 0 | 0 | 0.66875 | 7.3741 | 12.61% | 2.5395 | 4023.0225 | 3669.7305 | 2881.7516 | 3213.8284 | 407498% | 6144.473 | 99.1% | 2832.843 | 3592.3897 | 0 | 0 | 430848% | 5058.2009 | 66.67% | 6855.8655 | 10.0443 | 8.7137 | 13.6747
2113 | 16.3133 | 16.3151 | 10.5911 | 13.1337 | 19.5919 | 22.2005 | 16.3133 | 15.7802 | 14.2101 | 14.8842 | 17.6658 | 19.2516 | 5.43 | 5.386 | 5.43 | 5.2512 | 5.37 | 5.43 | 5.43 | 9.6142 | 9.4526 | 4.4519 | 6.591 | 12.4043 | 15.3898 | 16.397 | 16.3085 | 8.1294 | 10.6178 | 23.3306 | 23.7995 | 0.4 | 0.3 | 0 | 0 | 3616.4234 | 3626 | 3529 | 3564.5 | 3680.5 | 3684 | 0.43115 | 0.43377 | 0.24924 | 0.30944 | 0.57811 | 0.5886 | 9.183 | 8.23 | 8.23 | 8.23 | 8.2966 | 12.4019 | 9.183 | 8.6472 | 8.23 | 8.23 | 9.9004 | 11.2534 | 14.4861 | 12.742 | 6.8667 | 8.2281 | 20.3342 | 25.6242 | 0.27273 | 0.2 | 0 | 0.081818 | 1098.1081 | 1091 | 1008 | 1031 | 1165 | 1204 | 0.61178 | 0.55921 | 0.37278 | 0.41997 | 0.79377 | 0.95826 | 9.4331 | 9.0693 | 8.6013 | 8.9126 | 9.4041 | 10.2559 | #DIV/0! | #DIV/0! | #DIV/0! | 0.43143 | 0.5 | 0 | 0.5 | 0.5 | 0.5 | 89.19% | 0.48372 | 0.40201 | 0.43066 | 0 | 0.095918 | 0.58738 | 0.89875 | 79.28% | 0.50708 | 0 | 0 | 0 | 0 | 0 | 0 | 0 | 0% | 0 | 0.4352 | 0.5 | 0 | 0 | 0.5 | 0.87195 | 1.4316 | 72.07% | 0.60383 | 0.32029 | 0 | 0 | 0 | 0 | 0.66875 | 7.3741 | 12.61% | 2.5394 | 4023.0221 | 3669.7305 | 2881.7516 | 3213.8284 | 407498% | 6144.473 | 99.1% | 2832.767 | 3592.3897 | 0 | 0 | 430848% | 5058.2009 | 66.67% | 6855.7891 | 10.0443 | 8.7137 | 13.6747
2114 | 16.3133 | 16.3151 | 10.5911 | 13.1337 | 19.5919 | 22.2005 | 16.3133 | 15.7802 | 14.2101 | 14.8842 | 17.6658 | 19.2516 | 5.43 | 5.386 | 5.43 | 5.2512 | 5.37 | 5.43 | 5.43 | 9.6142 | 9.4526 | 4.4519 | 6.591 | 12.4043 | 15.3898 | 16.397 | 16.3085 | 8.1294 | 10.6178 | 23.3306 | 23.7995 | 0.4 | 0.3 | 0 | 0 | 3616.4234 | 3626 | 3529 | 3564.5 | 3680.5 | 3684 | 0.43115 | 0.43377 | 0.24924 | 0.30944 | 0.57811 | 0.5886 | 9.183 | 8.23 | 8.23 | 8.23 | 8.2966 | 12.4019 | 9.183 | 8.6472 | 8.23 | 8.23 | 9.9004 | 11.2534 | 14.4856 | 12.735 | 6.8667 | 8.2281 | 20.3341 | 25.6242 | 0.27273 | 0.2 | 0 | 0.081818 | 1098.0991 | 1090 | 1008 | 1031 | 1165 | 1204 | 0.61174 | 0.55921 | 0.37278 | 0.41997 | 0.79377 | 0.95826 | 9.4331 | 9.0693 | 8.6013 | 8.9126 | 9.4041 | 10.2559 | #DIV/0! | #DIV/0! | #DIV/0! | 0.43143 | 0.5 | 0 | 0.5 | 0.5 | 0.5 | 89.19% | 0.48372 | 0.40201 | 0.43066 | 0 | 0.095936 | 0.58738 | 0.89875 | 79.28% | 0.50708 | 0 | 0 | 0 | 0 | 0 | 0 | 0 | 0% | 0 | 0.4352 | 0.5 | 0 | 0 | 0.5 | 0.87195 | 1.4316 | 72.07% | 0.60383 | 0.32028 | 0 | 0 | 0 | 0 | 0.66875 | 7.3741 | 12.61% | 2.5394 | 4023.0221 | 3669.7305 | 2881.7516 | 3213.8284 | 407498% | 6144.473 | 99.1% | 2832.6918 | 3592.3897 | 0 | 0 | 430848% | 5058.2009 | 66.67% | 6855.7139 | 10.0443 | 8.7137 | 13.6747
2115 | 16.3133 | 16.3151 | 10.5911 | 13.1337 | 19.5919 | 22.2005 | 16.3133 | 15.7802 | 14.2101 | 14.8842 | 17.6658 | 19.2516 | 5.43 | 5.386 | 5.43 | 5.2512 | 5.37 | 5.43 | 5.43 | 9.6142 | 9.4526 | 4.4519 | 6.591 | 12.4043 | 15.3898 | 16.397 | 16.3085 | 8.1294 | 10.6178 | 23.3306 | 23.7995 | 0.4 | 0.3 | 0 | 0 | 3616.4234 | 3626 | 3529 | 3564.5 | 3680.5 | 3684 | 0.43115 | 0.43377 | 0.24924 | 0.30944 | 0.57811 | 0.5886 | 9.183 | 8.23 | 8.23 | 8.23 | 8.2966 | 12.4019 | 9.183 | 8.6472 | 8.23 | 8.23 | 9.9004 | 11.2534 | 14.4851 | 12.7341 | 6.8667 | 8.2281 | 20.3341 | 25.6242 | 0.27273 | 0.2 | 0 | 0.081818 | 1098.0991 | 1090 | 1008 | 1031 | 1165 | 1204 | 0.61171 | 0.55673 | 0.37278 | 0.41997 | 0.79377 | 0.95826 | 9.4331 | 9.0693 | 8.6013 | 8.9126 | 9.404 | 10.2559 | #DIV/0! | #DIV/0! | #DIV/0! | 0.43143 | 0.5 | 0 | 0.5 | 0.5 | 0.5 | 89.19% | 0.48372 | 0.40201 | 0.43066 | 0 | 0.09595 | 0.58738 | 0.89875 | 79.28% | 0.50708 | 0 | 0 | 0 | 0 | 0 | 0 | 0 | 0% | 0 | 0.4352 | 0.5 | 0 | 0 | 0.5 | 0.87195 | 1.4316 | 72.07% | 0.60383 | 0.32027 | 0 | 0 | 0 | 0 | 0.66875 | 7.3741 | 12.61% | 2.5393 | 4023.0221 | 3669.7305 | 2881.7516 | 3213.8284 | 407498% | 6144.473 | 99.1% | 2832.6519 | 3592.3897 | 0 | 0 | 430848% | 5058.2009 | 66.67% | 6855.674 | 10.0443 | 8.7137 | 13.6747
2116 | 16.3133 | 16.3151 | 10.5911 | 13.1337 | 19.5919 | 22.2005 | 16.3133 | 15.7802 | 14.2101 | 14.8842 | 17.6658 | 19.2516 | 5.43 | 5.386 | 5.43 | 5.2512 | 5.37 | 5.43 | 5.43 | 9.6142 | 9.4526 | 4.4519 | 6.591 | 12.4043 | 15.3898 | 16.397 | 16.3085 | 8.1294 | 10.6178 | 23.3306 | 23.7995 | 0.4 | 0.3 | 0 | 0 | 3616.4234 | 3626 | 3529 | 3564.5 | 3680.5 | 3684 | 0.43115 | 0.43377 | 0.24924 | 0.30944 | 0.57811 | 0.5886 | 9.183 | 8.23 | 8.23 | 8.23 | 8.2966 | 12.4019 | 9.183 | 8.6472 | 8.23 | 8.23 | 9.9004 | 11.2534 | 14.4847 | 12.7341 | 6.8667 | 8.2281 | 20.3341 | 25.6242 | 0.27273 | 0.2 | 0 | 0.081818 | 1098.0811 | 1090 | 1008 | 1031 | 1165 | 1204 | 0.61171 | 0.55673 | 0.37278 | 0.41997 | 0.79377 | 0.95826 | 9.433 | 9.0693 | 8.6013 | 8.9126 | 9.404 | 10.2559 | #DIV/0! | #DIV/0! | #DIV/0! | 0.43143 | 0.5 | 0 | 0.5 | 0.5 | 0.5 | 89.19% | 0.48372 | 0.40201 | 0.43066 | 0 | 0.095959 | 0.58738 | 0.89875 | 79.28% | 0.50708 | 0 | 0 | 0 | 0 | 0 | 0 | 0 | 0% | 0 | 0.4352 | 0.5 | 0 | 0 | 0.5 | 0.87195 | 1.4316 | 72.07% | 0.60383 | 0.32026 | 0 | 0 | 0 | 0 | 0.66875 | 7.3741 | 12.61% | 2.5392 | 4023.0221 | 3669.7305 | 2881.7516 | 3213.8284 | 407498% | 6144.473 | 99.1% | 2832.5755 | 3592.3897 | 0 | 0 | 430848% | 5058.2009 | 66.67% | 6855.5976 | 10.0443 | 8.7137 | 13.6747
2117 | 16.3133 | 16.3151 | 10.5911 | 13.1337 | 19.5919 | 22.2005 | 16.3133 | 15.7802 | 14.2101 | 14.8842 | 17.6658 | 19.2516 | 5.43 | 5.386 | 5.43 | 5.2512 | 5.37 | 5.43 | 5.43 | 9.6142 | 9.4526 | 4.4519 | 6.591 | 12.4043 | 15.3898 | 16.397 | 16.3085 | 8.1294 | 10.6178 | 23.3306 | 23.7995 | 0.4 | 0.3 | 0 | 0 | 3616.4234 | 3626 | 3529 | 3564.5 | 3680.5 | 3684 | 0.43115 | 0.43377 | 0.24924 | 0.30944 | 0.57811 | 0.5886 | 9.183 | 8.23 | 8.23 | 8.23 | 8.2966 | 12.4019 | 9.183 | 8.6472 | 8.23 | 8.23 | 9.9004 | 11.2534 | 14.4843 | 12.734 | 6.8667 | 8.2281 | 20.334 | 25.6242 | 0.27273 | 0.2 | 0 | 0.081818 | 1098.0721 | 1090 | 1008 | 1031 | 1165 | 1204 | 0.61167 | 0.55673 | 0.37278 | 0.41997 | 0.79377 | 0.95826 | 9.433 | 9.0693 | 8.6013 | 8.9126 | 9.404 | 10.2559 | #DIV/0! | #DIV/0! | #DIV/0! | 0.43143 | 0.5 | 0 | 0.5 | 0.5 | 0.5 | 89.19% | 0.48372 | 0.40201 | 0.43066 | 0 | 0.095964 | 0.58738 | 0.89875 | 79.28% | 0.50708 | 0 | 0 | 0 | 0 | 0 | 0 | 0 | 0% | 0 | 0.4352 | 0.5 | 0 | 0 | 0.5 | 0.87195 | 1.4316 | 72.07% | 0.60383 | 0.32026 | 0 | 0 | 0 | 0 | 0.66875 | 7.3741 | 12.61% | 2.5392 | 4023.0221 | 3669.7305 | 2881.7516 | 3213.8284 | 407498% | 6144.473 | 99.1% | 2832.4993 | 3592.3897 | 0 | 0 | 430848% | 5058.2009 | 66.67% | 6855.5214 | 10.0443 | 8.7137 | 13.6747
2118 | 16.3133 | 16.3151 | 10.5911 | 13.1337 | 19.5919 | 22.2005 | 16.3133 | 15.7802 | 14.2101 | 14.8842 | 17.6658 | 19.2516 | 5.43 | 5.386 | 5.43 | 5.2512 | 5.37 | 5.43 | 5.43 | 9.6142 | 9.4526 | 4.4519 | 6.591 | 12.4043 | 15.3898 | 16.397 | 16.3085 | 8.1294 | 10.6178 | 23.3306 | 23.7995 | 0.4 | 0.3 | 0 | 0 | 3616.4234 | 3626 | 3529 | 3564.5 | 3680.5 | 3684 | 0.43115 | 0.43377 | 0.24924 | 0.30944 | 0.57811 | 0.5886 | 9.183 | 8.23 | 8.23 | 8.23 | 8.2966 | 12.4019 | 9.183 | 8.6472 | 8.23 | 8.23 | 9.9004 | 11.2534 | 14.484 | 12.7338 | 6.8667 | 8.2281 | 20.334 | 25.6242 | 0.27273 | 0.2 | 0 | 0.081818 | 1098.0541 | 1090 | 1008 | 1031 | 1165 | 1204 | 0.61165 | 0.55673 | 0.37278 | 0.41997 | 0.79377 | 0.95826 | 9.433 | 9.0693 | 8.6013 | 8.9126 | 9.404 | 10.2559 | #DIV/0! | #DIV/0! | #DIV/0! | 0.43143 | 0.5 | 0 | 0.5 | 0.5 | 0.5 | 89.19% | 0.48372 | 0.40201 | 0.43066 | 0 | 0.095964 | 0.58738 | 0.89875 | 79.28% | 0.50708 | 0 | 0 | 0 | 0 | 0 | 0 | 0 | 0% | 0 | 0.4352 | 0.5 | 0 | 0 | 0.5 | 0.87195 | 1.4316 | 72.07% | 0.60383 | 0.32025 | 0 | 0 | 0 | 0 | 0.66875 | 7.3741 | 12.61% | 2.5391 | 4023.0221 | 3669.7305 | 2881.7516 | 3213.8284 | 407498% | 6144.473 | 99.1% | 2832.4616 | 3592.3897 | 0 | 0 | 430848% | 5058.2009 | 66.67% | 6855.4837 | 10.0443 | 8.7137 | 13.6747
Average | 16.3169 | [18 empty] | 9.8037 | [5 empty] | 16.922 | [9 empty] | 3623.077 | [5 empty] | 0.44251 | [5 empty] | 9.3297 | Min Rel | 7.1053 |  |  |  | 9.3329 | [5 empty] | 14.9899 | [9 empty] | 1104.1755 | [5 empty] | 0.62754 | [5 empty] | 9.5755 | [24 empty] | 0 | [6 empty] | 0% |  | 0.35723 | [6 empty] | 61.24% | [6 empty] | max | 8.526 | 15.83% | 2.4829 | 4150.7853 | [5 empty] | 99.5% | 3106.2835 | [5 empty] | 72.55%
DO NOT DELETE LINES 300 - 499
FCY |  |  | 2008 | 2009 | 2010 | 2011 | 2012 | 2013 | 2014 | 2015 | 2016 | 2017 | 2018 | 2019 | 2020 | 2021 | 2022 | 2023 | 2024 | 2025 | 2026 | 2027 | 2028 | 2029 | 2030 | 2031 | 2032 | 2033 | 2034 | 2035 | 2036 | 2037 | 2038 | 2039 | 2040 | 2041 | 2042 | 2043 | 2044 | 2045 | 2046 | 2047 | 2048 | 2049 | 2050 | 2051 | 2052 | 2053 | 2054 | 2055 | 2056 | 2057 | 2058 | 2059 | 2060 | 2061 | 2062 | 2063 | 2064 | 2065 | 2066 | 2067 | 2068 | 2069 | 2070 | 2071 | 2072 | 2073 | 2074 | 2075 | 2076 | 2077 | 2078 | 2079 | 2080 | 2081 | 2082 | 2083 | 2084 | 2085 | 2086 | 2087 | 2088 | 2089 | 2090 | 2091 | 2092 | 2093 | 2094 | 2095 | 2096 | 2097 | 2098 | 2099 | 2100 | 2101 | 2102 | 2103 | 2104 | 2105 | 2106 | 2107 | 2108 | 2109 | 2110 | 2111 | 2112 | 2113 | 2114 | 2115 | 2116 | 2117 | 2118
NAT FLOW | avg |  | #DIV/0! | #DIV/0! | #DIV/0! | #DIV/0! | #DIV/0! | #DIV/0! | #DIV/0! | #DIV/0! | #DIV/0! | #DIV/0! | #DIV/0! | #DIV/0! | #DIV/0! | #DIV/0! | #DIV/0! | #DIV/0! | #DIV/0! | #DIV/0! | #DIV/0! | #DIV/0! | #DIV/0! | #DIV/0! | #DIV/0! | #DIV/0! | #DIV/0! | #DIV/0! | #DIV/0! | #DIV/0! | #DIV/0! | #DIV/0! | #DIV/0! | #DIV/0! | #DIV/0! | #DIV/0! | #DIV/0! | #DIV/0! | #DIV/0! | #DIV/0! | #DIV/0! | #DIV/0! | #DIV/0! | #DIV/0! | #DIV/0! | #DIV/0! | #DIV/0! | #DIV/0! | #DIV/0! | #DIV/0! | #DIV/0! | #DIV/0! | #DIV/0! | #DIV/0! | #DIV/0! | #DIV/0! | #DIV/0! | #DIV/0! | #DIV/0! | #DIV/0! | #DIV/0! | #DIV/0! | #DIV/0! | #DIV/0! | #DIV/0! | #DIV/0! | #DIV/0! | #DIV/0! | #DIV/0! | #DIV/0! | #DIV/0! | #DIV/0! | #DIV/0! | #DIV/0! | #DIV/0! | #DIV/0! | #DIV/0! | #DIV/0! | #DIV/0! | #DIV/0! | #DIV/0! | #DIV/0! | #DIV/0! | #DIV/0! | #DIV/0! | #DIV/0! | #DIV/0! | #DIV/0! | #DIV/0! | #DIV/0! | #DIV/0! | #DIV/0! | #DIV/0! | #DIV/0! | #DIV/0! | #DIV/0! | #DIV/0! | #DIV/0! | #DIV/0! | #DIV/0! | #DIV/0! | #DIV/0! | #DIV/0! | #DIV/0! | #DIV/0! | #DIV/0! | #DIV/0! | #DIV/0! | #DIV/0! | #DIV/0! | #DIV/0! | #DIV/0! | #DIV/0!
| median |  | #VALUE! | #VALUE! | #VALUE! | #VALUE! | #VALUE! | #VALUE! | #VALUE! | #VALUE! | #VALUE! | #VALUE! | #VALUE! | #VALUE! | #VALUE! | #VALUE! | #VALUE! | #VALUE! | #VALUE! | #VALUE! | #VALUE! | #VALUE! | #VALUE! | #VALUE! | #VALUE! | #VALUE! | #VALUE! | #VALUE! | #VALUE! | #VALUE! | #VALUE! | #VALUE! | #VALUE! | #VALUE! | #VALUE! | #VALUE! | #VALUE! | #VALUE! | #VALUE! | #VALUE! | #VALUE! | #VALUE! | #VALUE! | #VALUE! | #VALUE! | #VALUE! | #VALUE! | #VALUE! | #VALUE! | #VALUE! | #VALUE! | #VALUE! | #VALUE! | #VALUE! | #VALUE! | #VALUE! | #VALUE! | #VALUE! | #VALUE! | #VALUE! | #VALUE! | #VALUE! | #VALUE! | #VALUE! | #VALUE! | #VALUE! | #VALUE! | #VALUE! | #VALUE! | #VALUE! | #VALUE! | #VALUE! | #VALUE! | #VALUE! | #VALUE! | #VALUE! | #VALUE! | #VALUE! | #VALUE! | #VALUE! | #VALUE! | #VALUE! | #VALUE! | #VALUE! | #VALUE! | #VALUE! | #VALUE! | #VALUE! | #VALUE! | #VALUE! | #VALUE! | #VALUE! | #VALUE! | #VALUE! | #VALUE! | #VALUE! | #VALUE! | #VALUE! | #VALUE! | #VALUE! | #VALUE! | #VALUE! | #VALUE! | #VALUE! | #VALUE! | #VALUE! | #VALUE! | #VALUE! | #VALUE! | #VALUE! | #VALUE! | #VALUE! | #VALUE!
| 10th |  | #VALUE! | #VALUE! | #VALUE! | #VALUE! | #VALUE! | #VALUE! | #VALUE! | #VALUE! | #VALUE! | #VALUE! | #VALUE! | #VALUE! | #VALUE! | #VALUE! | #VALUE! | #VALUE! | #VALUE! | #VALUE! | #VALUE! | #VALUE! | #VALUE! | #VALUE! | #VALUE! | #VALUE! | #VALUE! | #VALUE! | #VALUE! | #VALUE! | #VALUE! | #VALUE! | #VALUE! | #VALUE! | #VALUE! | #VALUE! | #VALUE! | #VALUE! | #VALUE! | #VALUE! | #VALUE! | #VALUE! | #VALUE! | #VALUE! | #VALUE! | #VALUE! | #VALUE! | #VALUE! | #VALUE! | #VALUE! | #VALUE! | #VALUE! | #VALUE! | #VALUE! | #VALUE! | #VALUE! | #VALUE! | #VALUE! | #VALUE! | #VALUE! | #VALUE! | #VALUE! | #VALUE! | #VALUE! | #VALUE! | #VALUE! | #VALUE! | #VALUE! | #VALUE! | #VALUE! | #VALUE! | #VALUE! | #VALUE! | #VALUE! | #VALUE! | #VALUE! | #VALUE! | #VALUE! | #VALUE! | #VALUE! | #VALUE! | #VALUE! | #VALUE! | #VALUE! | #VALUE! | #VALUE! | #VALUE! | #VALUE! | #VALUE! | #VALUE! | #VALUE! | #VALUE! | #VALUE! | #VALUE! | #VALUE! | #VALUE! | #VALUE! | #VALUE! | #VALUE! | #VALUE! | #VALUE! | #VALUE! | #VALUE! | #VALUE! | #VALUE! | #VALUE! | #VALUE! | #VALUE! | #VALUE! | #VALUE! | #VALUE! | #VALUE! | #VALUE!
| 25th |  | #VALUE! | #VALUE! | #VALUE! | #VALUE! | #VALUE! | #VALUE! | #VALUE! | #VALUE! | #VALUE! | #VALUE! | #VALUE! | #VALUE! | #VALUE! | #VALUE! | #VALUE! | #VALUE! | #VALUE! | #VALUE! | #VALUE! | #VALUE! | #VALUE! | #VALUE! | #VALUE! | #VALUE! | #VALUE! | #VALUE! | #VALUE! | #VALUE! | #VALUE! | #VALUE! | #VALUE! | #VALUE! | #VALUE! | #VALUE! | #VALUE! | #VALUE! | #VALUE! | #VALUE! | #VALUE! | #VALUE! | #VALUE! | #VALUE! | #VALUE! | #VALUE! | #VALUE! | #VALUE! | #VALUE! | #VALUE! | #VALUE! | #VALUE! | #VALUE! | #VALUE! | #VALUE! | #VALUE! | #VALUE! | #VALUE! | #VALUE! | #VALUE! | #VALUE! | #VALUE! | #VALUE! | #VALUE! | #VALUE! | #VALUE! | #VALUE! | #VALUE! | #VALUE! | #VALUE! | #VALUE! | #VALUE! | #VALUE! | #VALUE! | #VALUE! | #VALUE! | #VALUE! | #VALUE! | #VALUE! | #VALUE! | #VALUE! | #VALUE! | #VALUE! | #VALUE! | #VALUE! | #VALUE! | #VALUE! | #VALUE! | #VALUE! | #VALUE! | #VALUE! | #VALUE! | #VALUE! | #VALUE! | #VALUE! | #VALUE! | #VALUE! | #VALUE! | #VALUE! | #VALUE! | #VALUE! | #VALUE! | #VALUE! | #VALUE! | #VALUE! | #VALUE! | #VALUE! | #VALUE! | #VALUE! | #VALUE! | #VALUE! | #VALUE! | #VALUE!
| 75th |  | #VALUE! | #VALUE! | #VALUE! | #VALUE! | #VALUE! | #VALUE! | #VALUE! | #VALUE! | #VALUE! | #VALUE! | #VALUE! | #VALUE! | #VALUE! | #VALUE! | #VALUE! | #VALUE! | #VALUE! | #VALUE! | #VALUE! | #VALUE! | #VALUE! | #VALUE! | #VALUE! | #VALUE! | #VALUE! | #VALUE! | #VALUE! | #VALUE! | #VALUE! | #VALUE! | #VALUE! | #VALUE! | #VALUE! | #VALUE! | #VALUE! | #VALUE! | #VALUE! | #VALUE! | #VALUE! | #VALUE! | #VALUE! | #VALUE! | #VALUE! | #VALUE! | #VALUE! | #VALUE! | #VALUE! | #VALUE! | #VALUE! | #VALUE! | #VALUE! | #VALUE! | #VALUE! | #VALUE! | #VALUE! | #VALUE! | #VALUE! | #VALUE! | #VALUE! | #VALUE! | #VALUE! | #VALUE! | #VALUE! | #VALUE! | #VALUE! | #VALUE! | #VALUE! | #VALUE! | #VALUE! | #VALUE! | #VALUE! | #VALUE! | #VALUE! | #VALUE! | #VALUE! | #VALUE! | #VALUE! | #VALUE! | #VALUE! | #VALUE! | #VALUE! | #VALUE! | #VALUE! | #VALUE! | #VALUE! | #VALUE! | #VALUE! | #VALUE! | #VALUE! | #VALUE! | #VALUE! | #VALUE! | #VALUE! | #VALUE! | #VALUE! | #VALUE! | #VALUE! | #VALUE! | #VALUE! | #VALUE! | #VALUE! | #VALUE! | #VALUE! | #VALUE! | #VALUE! | #VALUE! | #VALUE! | #VALUE! | #VALUE! | #VALUE! | #VALUE!
| 90th |  | #VALUE! | #VALUE! | #VALUE! | #VALUE! | #VALUE! | #VALUE! | #VALUE! | #VALUE! | #VALUE! | #VALUE! | #VALUE! | #VALUE! | #VALUE! | #VALUE! | #VALUE! | #VALUE! | #VALUE! | #VALUE! | #VALUE! | #VALUE! | #VALUE! | #VALUE! | #VALUE! | #VALUE! | #VALUE! | #VALUE! | #VALUE! | #VALUE! | #VALUE! | #VALUE! | #VALUE! | #VALUE! | #VALUE! | #VALUE! | #VALUE! | #VALUE! | #VALUE! | #VALUE! | #VALUE! | #VALUE! | #VALUE! | #VALUE! | #VALUE! | #VALUE! | #VALUE! | #VALUE! | #VALUE! | #VALUE! | #VALUE! | #VALUE! | #VALUE! | #VALUE! | #VALUE! | #VALUE! | #VALUE! | #VALUE! | #VALUE! | #VALUE! | #VALUE! | #VALUE! | #VALUE! | #VALUE! | #VALUE! | #VALUE! | #VALUE! | #VALUE! | #VALUE! | #VALUE! | #VALUE! | #VALUE! | #VALUE! | #VALUE! | #VALUE! | #VALUE! | #VALUE! | #VALUE! | #VALUE! | #VALUE! | #VALUE! | #VALUE! | #VALUE! | #VALUE! | #VALUE! | #VALUE! | #VALUE! | #VALUE! | #VALUE! | #VALUE! | #VALUE! | #VALUE! | #VALUE! | #VALUE! | #VALUE! | #VALUE! | #VALUE! | #VALUE! | #VALUE! | #VALUE! | #VALUE! | #VALUE! | #VALUE! | #VALUE! | #VALUE! | #VALUE! | #VALUE! | #VALUE! | #VALUE! | #VALUE! | #VALUE! | #VALUE! | #VALUE!
10 YEAR NATURAL | avg | [10 empty] | #DIV/0! | #DIV/0! | #DIV/0! | #DIV/0! | #DIV/0! | #DIV/0! | #DIV/0! | #DIV/0! | #DIV/0! | #DIV/0! | #DIV/0! | #DIV/0! | #DIV/0! | #DIV/0! | #DIV/0! | #DIV/0! | #DIV/0! | #DIV/0! | #DIV/0! | #DIV/0! | #DIV/0! | #DIV/0! | #DIV/0! | #DIV/0! | #DIV/0! | #DIV/0! | #DIV/0! | #DIV/0! | #DIV/0! | #DIV/0! | #DIV/0! | #DIV/0! | #DIV/0! | #DIV/0! | #DIV/0! | #DIV/0! | #DIV/0! | #DIV/0! | #DIV/0! | #DIV/0! | #DIV/0! | #DIV/0! | #DIV/0! | #DIV/0! | #DIV/0! | #DIV/0! | #DIV/0! | #DIV/0! | #DIV/0! | #DIV/0! | #DIV/0! | #DIV/0! | #DIV/0! | #DIV/0! | #DIV/0! | #DIV/0! | #DIV/0! | #DIV/0! | #DIV/0! | #DIV/0! | #DIV/0! | #DIV/0! | #DIV/0! | #DIV/0! | #DIV/0! | #DIV/0! | #DIV/0! | #DIV/0! | #DIV/0! | #DIV/0! | #DIV/0! | #DIV/0! | #DIV/0! | #DIV/0! | #DIV/0! | #DIV/0! | #DIV/0! | #DIV/0! | #DIV/0! | #DIV/0! | #DIV/0! | #DIV/0! | #DIV/0! | #DIV/0! | #DIV/0! | #DIV/0! | #DIV/0! | #DIV/0! | #DIV/0! | #DIV/0! | #DIV/0! | #DIV/0! | #DIV/0! | #DIV/0! | #DIV/0! | #DIV/0! | #DIV/0! | #DIV/0! | #DIV/0! | #DIV/0! | #DIV/0! | #DIV/0!
| median | [10 empty] | #VALUE! | #VALUE! | #VALUE! | #VALUE! | #VALUE! | #VALUE! | #VALUE! | #VALUE! | #VALUE! | #VALUE! | #VALUE! | #VALUE! | #VALUE! | #VALUE! | #VALUE! | #VALUE! | #VALUE! | #VALUE! | #VALUE! | #VALUE! | #VALUE! | #VALUE! | #VALUE! | #VALUE! | #VALUE! | #VALUE! | #VALUE! | #VALUE! | #VALUE! | #VALUE! | #VALUE! | #VALUE! | #VALUE! | #VALUE! | #VALUE! | #VALUE! | #VALUE! | #VALUE! | #VALUE! | #VALUE! | #VALUE! | #VALUE! | #VALUE! | #VALUE! | #VALUE! | #VALUE! | #VALUE! | #VALUE! | #VALUE! | #VALUE! | #VALUE! | #VALUE! | #VALUE! | #VALUE! | #VALUE! | #VALUE! | #VALUE! | #VALUE! | #VALUE! | #VALUE! | #VALUE! | #VALUE! | #VALUE! | #VALUE! | #VALUE! | #VALUE! | #VALUE! | #VALUE! | #VALUE! | #VALUE! | #VALUE! | #VALUE! | #VALUE! | #VALUE! | #VALUE! | #VALUE! | #VALUE! | #VALUE! | #VALUE! | #VALUE! | #VALUE! | #VALUE! | #VALUE! | #VALUE! | #VALUE! | #VALUE! | #VALUE! | #VALUE! | #VALUE! | #VALUE! | #VALUE! | #VALUE! | #VALUE! | #VALUE! | #VALUE! | #VALUE! | #VALUE! | #VALUE! | #VALUE! | #VALUE! | #VALUE! | #VALUE!
| 10th | [10 empty] | #VALUE! | #VALUE! | #VALUE! | #VALUE! | #VALUE! | #VALUE! | #VALUE! | #VALUE! | #VALUE! | #VALUE! | #VALUE! | #VALUE! | #VALUE! | #VALUE! | #VALUE! | #VALUE! | #VALUE! | #VALUE! | #VALUE! | #VALUE! | #VALUE! | #VALUE! | #VALUE! | #VALUE! | #VALUE! | #VALUE! | #VALUE! | #VALUE! | #VALUE! | #VALUE! | #VALUE! | #VALUE! | #VALUE! | #VALUE! | #VALUE! | #VALUE! | #VALUE! | #VALUE! | #VALUE! | #VALUE! | #VALUE! | #VALUE! | #VALUE! | #VALUE! | #VALUE! | #VALUE! | #VALUE! | #VALUE! | #VALUE! | #VALUE! | #VALUE! | #VALUE! | #VALUE! | #VALUE! | #VALUE! | #VALUE! | #VALUE! | #VALUE! | #VALUE! | #VALUE! | #VALUE! | #VALUE! | #VALUE! | #VALUE! | #VALUE! | #VALUE! | #VALUE! | #VALUE! | #VALUE! | #VALUE! | #VALUE! | #VALUE! | #VALUE! | #VALUE! | #VALUE! | #VALUE! | #VALUE! | #VALUE! | #VALUE! | #VALUE! | #VALUE! | #VALUE! | #VALUE! | #VALUE! | #VALUE! | #VALUE! | #VALUE! | #VALUE! | #VALUE! | #VALUE! | #VALUE! | #VALUE! | #VALUE! | #VALUE! | #VALUE! | #VALUE! | #VALUE! | #VALUE! | #VALUE! | #VALUE! | #VALUE! | #VALUE!
| 25th | [10 empty] | #VALUE! | #VALUE! | #VALUE! | #VALUE! | #VALUE! | #VALUE! | #VALUE! | #VALUE! | #VALUE! | #VALUE! | #VALUE! | #VALUE! | #VALUE! | #VALUE! | #VALUE! | #VALUE! | #VALUE! | #VALUE! | #VALUE! | #VALUE! | #VALUE! | #VALUE! | #VALUE! | #VALUE! | #VALUE! | #VALUE! | #VALUE! | #VALUE! | #VALUE! | #VALUE! | #VALUE! | #VALUE! | #VALUE! | #VALUE! | #VALUE! | #VALUE! | #VALUE! | #VALUE! | #VALUE! | #VALUE! | #VALUE! | #VALUE! | #VALUE! | #VALUE! | #VALUE! | #VALUE! | #VALUE! | #VALUE! | #VALUE! | #VALUE! | #VALUE! | #VALUE! | #VALUE! | #VALUE! | #VALUE! | #VALUE! | #VALUE! | #VALUE! | #VALUE! | #VALUE! | #VALUE! | #VALUE! | #VALUE! | #VALUE! | #VALUE! | #VALUE! | #VALUE! | #VALUE! | #VALUE! | #VALUE! | #VALUE! | #VALUE! | #VALUE! | #VALUE! | #VALUE! | #VALUE! | #VALUE! | #VALUE! | #VALUE! | #VALUE! | #VALUE! | #VALUE! | #VALUE! | #VALUE! | #VALUE! | #VALUE! | #VALUE! | #VALUE! | #VALUE! | #VALUE! | #VALUE! | #VALUE! | #VALUE! | #VALUE! | #VALUE! | #VALUE! | #VALUE! | #VALUE! | #VALUE! | #VALUE! | #VALUE! | #VALUE!
| 75th | [10 empty] | #VALUE! | #VALUE! | #VALUE! | #VALUE! | #VALUE! | #VALUE! | #VALUE! | #VALUE! | #VALUE! | #VALUE! | #VALUE! | #VALUE! | #VALUE! | #VALUE! | #VALUE! | #VALUE! | #VALUE! | #VALUE! | #VALUE! | #VALUE! | #VALUE! | #VALUE! | #VALUE! | #VALUE! | #VALUE! | #VALUE! | #VALUE! | #VALUE! | #VALUE! | #VALUE! | #VALUE! | #VALUE! | #VALUE! | #VALUE! | #VALUE! | #VALUE! | #VALUE! | #VALUE! | #VALUE! | #VALUE! | #VALUE! | #VALUE! | #VALUE! | #VALUE! | #VALUE! | #VALUE! | #VALUE! | #VALUE! | #VALUE! | #VALUE! | #VALUE! | #VALUE! | #VALUE! | #VALUE! | #VALUE! | #VALUE! | #VALUE! | #VALUE! | #VALUE! | #VALUE! | #VALUE! | #VALUE! | #VALUE! | #VALUE! | #VALUE! | #VALUE! | #VALUE! | #VALUE! | #VALUE! | #VALUE! | #VALUE! | #VALUE! | #VALUE! | #VALUE! | #VALUE! | #VALUE! | #VALUE! | #VALUE! | #VALUE! | #VALUE! | #VALUE! | #VALUE! | #VALUE! | #VALUE! | #VALUE! | #VALUE! | #VALUE! | #VALUE! | #VALUE! | #VALUE! | #VALUE! | #VALUE! | #VALUE! | #VALUE! | #VALUE! | #VALUE! | #VALUE! | #VALUE! | #VALUE! | #VALUE! | #VALUE! | #VALUE!
| 90th | [10 empty] | #VALUE! | #VALUE! | #VALUE! | #VALUE! | #VALUE! | #VALUE! | #VALUE! | #VALUE! | #VALUE! | #VALUE! | #VALUE! | #VALUE! | #VALUE! | #VALUE! | #VALUE! | #VALUE! | #VALUE! | #VALUE! | #VALUE! | #VALUE! | #VALUE! | #VALUE! | #VALUE! | #VALUE! | #VALUE! | #VALUE! | #VALUE! | #VALUE! | #VALUE! | #VALUE! | #VALUE! | #VALUE! | #VALUE! | #VALUE! | #VALUE! | #VALUE! | #VALUE! | #VALUE! | #VALUE! | #VALUE! | #VALUE! | #VALUE! | #VALUE! | #VALUE! | #VALUE! | #VALUE! | #VALUE! | #VALUE! | #VALUE! | #VALUE! | #VALUE! | #VALUE! | #VALUE! | #VALUE! | #VALUE! | #VALUE! | #VALUE! | #VALUE! | #VALUE! | #VALUE! | #VALUE! | #VALUE! | #VALUE! | #VALUE! | #VALUE! | #VALUE! | #VALUE! | #VALUE! | #VALUE! | #VALUE! | #VALUE! | #VALUE! | #VALUE! | #VALUE! | #VALUE! | #VALUE! | #VALUE! | #VALUE! | #VALUE! | #VALUE! | #VALUE! | #VALUE! | #VALUE! | #VALUE! | #VALUE! | #VALUE! | #VALUE! | #VALUE! | #VALUE! | #VALUE! | #VALUE! | #VALUE! | #VALUE! | #VALUE! | #VALUE! | #VALUE! | #VALUE! | #VALUE! | #VALUE! | #VALUE! | #VALUE! | #VALUE!
UB DEMAND | avg |  | #DIV/0! | #DIV/0! | #DIV/0! | #DIV/0! | #DIV/0! | #DIV/0! | #DIV/0! | #DIV/0! | #DIV/0! | #DIV/0! | #DIV/0! | #DIV/0! | #DIV/0! | #DIV/0! | #DIV/0! | #DIV/0! | #DIV/0! | #DIV/0! | #DIV/0! | #DIV/0! | #DIV/0! | #DIV/0! | #DIV/0! | #DIV/0! | #DIV/0! | #DIV/0! | #DIV/0! | #DIV/0! | #DIV/0! | #DIV/0! | #DIV/0! | #DIV/0! | #DIV/0! | #DIV/0! | #DIV/0! | #DIV/0! | #DIV/0! | #DIV/0! | #DIV/0! | #DIV/0! | #DIV/0! | #DIV/0! | #DIV/0! | #DIV/0! | #DIV/0! | #DIV/0! | #DIV/0! | #DIV/0! | #DIV/0! | #DIV/0! | #DIV/0! | #DIV/0! | #DIV/0! | #DIV/0! | #DIV/0! | #DIV/0! | #DIV/0! | #DIV/0! | #DIV/0! | #DIV/0! | #DIV/0! | #DIV/0! | #DIV/0! | #DIV/0! | #DIV/0! | #DIV/0! | #DIV/0! | #DIV/0! | #DIV/0! | #DIV/0! | #DIV/0! | #DIV/0! | #DIV/0! | #DIV/0! | #DIV/0! | #DIV/0! | #DIV/0! | #DIV/0! | #DIV/0! | #DIV/0! | #DIV/0! | #DIV/0! | #DIV/0! | #DIV/0! | #DIV/0! | #DIV/0! | #DIV/0! | #DIV/0! | #DIV/0! | #DIV/0! | #DIV/0! | #DIV/0! | #DIV/0! | #DIV/0! | #DIV/0! | #DIV/0! | #DIV/0! | #DIV/0! | #DIV/0! | #DIV/0! | #DIV/0! | #DIV/0! | #DIV/0! | #DIV/0! | #DIV/0! | #DIV/0! | #DIV/0! | #DIV/0! | #DIV/0! | #DIV/0! | #DIV/0!
UB USE | avg |  | 4.65 | 4.5268 | 4.68 | 4.695 | 4.71 | 4.725 | 4.74 | 4.5768 | 4.77 | 4.785 | 4.8 | 4.815 | 4.83 | 4.7865 | 4.86 | 4.875 | 4.89 | 4.905 | 4.92 | 4.935 | 4.95 | 4.965 | 4.98 | 4.995 | 5.01 | 5.025 | 5.04 | 5.055 | 5.07 | 5.085 | 5.1 | 5.115 | 5.13 | 5.145 | 5.16 | 5.175 | 4.9736 | 5.205 | 5.1793 | 4.9179 | 5.2169 | 5.265 | 5.28 | 5.295 | 5.2486 | 5.1462 | 5.34 | 5.355 | 5.37 | 5.385 | 5.4 | 5.3207 | 5.43 | 5.43 | 5.43 | 5.43 | 5.4072 | 5.43 | 5.3428 | 5.2004 | 5.2721 | 5.3579 | 5.43 | 5.43 | 5.2438 | 5.3815 | 5.2446 | 5.43 | 5.2451 | 5.3226 | 5.43 | 5.3638 | 5.3732 | 5.43 | 5.43 | 5.43 | 5.43 | 5.4035 | 5.43 | 5.43 | 5.43 | 5.3472 | 5.0571 | 5.43 | 5.43 | 5.43 | 5.2216 | 5.43 | 5.43 | 5.43 | 5.43 | 5.43 | 5.43 | 5.3727 | 5.2895 | 5.2485 | 5.393 | 5.3311 | 5.43 | 5.3164 | 5.43 | 5.43 | 5.43 | 5.43 | 5.43 | 5.3393 | 5.3316 | 5.0919 | 5.3016 | 5.2488 | 5.43
| median |  | 4.65 | 4.5268 | 4.68 | 4.695 | 4.71 | 4.725 | 4.74 | 4.5768 | 4.77 | 4.785 | 4.8 | 4.815 | 4.83 | 4.7865 | 4.86 | 4.875 | 4.89 | 4.905 | 4.92 | 4.935 | 4.95 | 4.965 | 4.98 | 4.995 | 5.01 | 5.025 | 5.04 | 5.055 | 5.07 | 5.085 | 5.1 | 5.115 | 5.13 | 5.145 | 5.16 | 5.175 | 4.9736 | 5.205 | 5.1793 | 4.9179 | 5.2169 | 5.265 | 5.28 | 5.295 | 5.2486 | 5.1462 | 5.34 | 5.355 | 5.37 | 5.385 | 5.4 | 5.3207 | 5.43 | 5.43 | 5.43 | 5.43 | 5.4072 | 5.43 | 5.3428 | 5.2004 | 5.2721 | 5.3579 | 5.43 | 5.43 | 5.2438 | 5.3815 | 5.2446 | 5.43 | 5.2451 | 5.3226 | 5.43 | 5.3638 | 5.3732 | 5.43 | 5.43 | 5.43 | 5.43 | 5.4035 | 5.43 | 5.43 | 5.43 | 5.3472 | 5.0571 | 5.43 | 5.43 | 5.43 | 5.2216 | 5.43 | 5.43 | 5.43 | 5.43 | 5.43 | 5.43 | 5.3727 | 5.2895 | 5.2485 | 5.393 | 5.3311 | 5.43 | 5.3164 | 5.43 | 5.43 | 5.43 | 5.43 | 5.43 | 5.3393 | 5.3316 | 5.0919 | 5.3016 | 5.2488 | 5.43
| 10th |  | 4.65 | 4.5268 | 4.68 | 4.695 | 4.71 | 4.725 | 4.74 | 4.5768 | 4.77 | 4.785 | 4.8 | 4.815 | 4.83 | 4.7865 | 4.86 | 4.875 | 4.89 | 4.905 | 4.92 | 4.935 | 4.95 | 4.965 | 4.98 | 4.995 | 5.01 | 5.025 | 5.04 | 5.055 | 5.07 | 5.085 | 5.1 | 5.115 | 5.13 | 5.145 | 5.16 | 5.175 | 4.9736 | 5.205 | 5.1793 | 4.9179 | 5.2169 | 5.265 | 5.28 | 5.295 | 5.2486 | 5.1462 | 5.34 | 5.355 | 5.37 | 5.385 | 5.4 | 5.3207 | 5.43 | 5.43 | 5.43 | 5.43 | 5.4072 | 5.43 | 5.3428 | 5.2004 | 5.2721 | 5.3579 | 5.43 | 5.43 | 5.2438 | 5.3815 | 5.2446 | 5.43 | 5.2451 | 5.3226 | 5.43 | 5.3638 | 5.3732 | 5.43 | 5.43 | 5.43 | 5.43 | 5.4035 | 5.43 | 5.43 | 5.43 | 5.3472 | 5.0571 | 5.43 | 5.43 | 5.43 | 5.2216 | 5.43 | 5.43 | 5.43 | 5.43 | 5.43 | 5.43 | 5.3727 | 5.2895 | 5.2485 | 5.393 | 5.3311 | 5.43 | 5.3164 | 5.43 | 5.43 | 5.43 | 5.43 | 5.43 | 5.3393 | 5.3316 | 5.0919 | 5.3016 | 5.2488 | 5.43
| 25th |  | 4.65 | 4.5268 | 4.68 | 4.695 | 4.71 | 4.725 | 4.74 | 4.5768 | 4.77 | 4.785 | 4.8 | 4.815 | 4.83 | 4.7865 | 4.86 | 4.875 | 4.89 | 4.905 | 4.92 | 4.935 | 4.95 | 4.965 | 4.98 | 4.995 | 5.01 | 5.025 | 5.04 | 5.055 | 5.07 | 5.085 | 5.1 | 5.115 | 5.13 | 5.145 | 5.16 | 5.175 | 4.9736 | 5.205 | 5.1793 | 4.9179 | 5.2169 | 5.265 | 5.28 | 5.295 | 5.2486 | 5.1462 | 5.34 | 5.355 | 5.37 | 5.385 | 5.4 | 5.3207 | 5.43 | 5.43 | 5.43 | 5.43 | 5.4072 | 5.43 | 5.3428 | 5.2004 | 5.2721 | 5.3579 | 5.43 | 5.43 | 5.2438 | 5.3815 | 5.2446 | 5.43 | 5.2451 | 5.3226 | 5.43 | 5.3638 | 5.3732 | 5.43 | 5.43 | 5.43 | 5.43 | 5.4035 | 5.43 | 5.43 | 5.43 | 5.3472 | 5.0571 | 5.43 | 5.43 | 5.43 | 5.2216 | 5.43 | 5.43 | 5.43 | 5.43 | 5.43 | 5.43 | 5.3727 | 5.2895 | 5.2485 | 5.393 | 5.3311 | 5.43 | 5.3164 | 5.43 | 5.43 | 5.43 | 5.43 | 5.43 | 5.3393 | 5.3316 | 5.0919 | 5.3016 | 5.2488 | 5.43
| 75th |  | 4.65 | 4.5268 | 4.68 | 4.695 | 4.71 | 4.725 | 4.74 | 4.5768 | 4.77 | 4.785 | 4.8 | 4.815 | 4.83 | 4.7865 | 4.86 | 4.875 | 4.89 | 4.905 | 4.92 | 4.935 | 4.95 | 4.965 | 4.98 | 4.995 | 5.01 | 5.025 | 5.04 | 5.055 | 5.07 | 5.085 | 5.1 | 5.115 | 5.13 | 5.145 | 5.16 | 5.175 | 4.9736 | 5.205 | 5.1793 | 4.9179 | 5.2169 | 5.265 | 5.28 | 5.295 | 5.2486 | 5.1462 | 5.34 | 5.355 | 5.37 | 5.385 | 5.4 | 5.3207 | 5.43 | 5.43 | 5.43 | 5.43 | 5.4072 | 5.43 | 5.3428 | 5.2004 | 5.2721 | 5.3579 | 5.43 | 5.43 | 5.2438 | 5.3815 | 5.2446 | 5.43 | 5.2451 | 5.3226 | 5.43 | 5.3638 | 5.3732 | 5.43 | 5.43 | 5.43 | 5.43 | 5.4035 | 5.43 | 5.43 | 5.43 | 5.3472 | 5.0571 | 5.43 | 5.43 | 5.43 | 5.2216 | 5.43 | 5.43 | 5.43 | 5.43 | 5.43 | 5.43 | 5.3727 | 5.2895 | 5.2485 | 5.393 | 5.3311 | 5.43 | 5.3164 | 5.43 | 5.43 | 5.43 | 5.43 | 5.43 | 5.3393 | 5.3316 | 5.0919 | 5.3016 | 5.2488 | 5.43
| 90th |  | 4.65 | 4.5268 | 4.68 | 4.695 | 4.71 | 4.725 | 4.74 | 4.5768 | 4.77 | 4.785 | 4.8 | 4.815 | 4.83 | 4.7865 | 4.86 | 4.875 | 4.89 | 4.905 | 4.92 | 4.935 | 4.95 | 4.965 | 4.98 | 4.995 | 5.01 | 5.025 | 5.04 | 5.055 | 5.07 | 5.085 | 5.1 | 5.115 | 5.13 | 5.145 | 5.16 | 5.175 | 4.9736 | 5.205 | 5.1793 | 4.9179 | 5.2169 | 5.265 | 5.28 | 5.295 | 5.2486 | 5.1462 | 5.34 | 5.355 | 5.37 | 5.385 | 5.4 | 5.3207 | 5.43 | 5.43 | 5.43 | 5.43 | 5.4072 | 5.43 | 5.3428 | 5.2004 | 5.2721 | 5.3579 | 5.43 | 5.43 | 5.2438 | 5.3815 | 5.2446 | 5.43 | 5.2451 | 5.3226 | 5.43 | 5.3638 | 5.3732 | 5.43 | 5.43 | 5.43 | 5.43 | 5.4035 | 5.43 | 5.43 | 5.43 | 5.3472 | 5.0571 | 5.43 | 5.43 | 5.43 | 5.2216 | 5.43 | 5.43 | 5.43 | 5.43 | 5.43 | 5.43 | 5.3727 | 5.2895 | 5.2485 | 5.393 | 5.3311 | 5.43 | 5.3164 | 5.43 | 5.43 | 5.43 | 5.43 | 5.43 | 5.3393 | 5.3316 | 5.0919 | 5.3016 | 5.2488 | 5.43
INFLOW TO LP | avg |  | #DIV/0! | #DIV/0! | #DIV/0! | #DIV/0! | #DIV/0! | #DIV/0! | #DIV/0! | #DIV/0! | #DIV/0! | #DIV/0! | #DIV/0! | #DIV/0! | #DIV/0! | #DIV/0! | #DIV/0! | #DIV/0! | #DIV/0! | #DIV/0! | #DIV/0! | #DIV/0! | #DIV/0! | #DIV/0! | #DIV/0! | #DIV/0! | #DIV/0! | #DIV/0! | #DIV/0! | #DIV/0! | #DIV/0! | #DIV/0! | #DIV/0! | #DIV/0! | #DIV/0! | #DIV/0! | #DIV/0! | #DIV/0! | #DIV/0! | #DIV/0! | #DIV/0! | #DIV/0! | #DIV/0! | #DIV/0! | #DIV/0! | #DIV/0! | #DIV/0! | #DIV/0! | #DIV/0! | #DIV/0! | #DIV/0! | #DIV/0! | #DIV/0! | #DIV/0! | #DIV/0! | #DIV/0! | #DIV/0! | #DIV/0! | #DIV/0! | #DIV/0! | #DIV/0! | #DIV/0! | #DIV/0! | #DIV/0! | #DIV/0! | #DIV/0! | #DIV/0! | #DIV/0! | #DIV/0! | #DIV/0! | #DIV/0! | #DIV/0! | #DIV/0! | #DIV/0! | #DIV/0! | #DIV/0! | #DIV/0! | #DIV/0! | #DIV/0! | #DIV/0! | #DIV/0! | #DIV/0! | #DIV/0! | #DIV/0! | #DIV/0! | #DIV/0! | #DIV/0! | #DIV/0! | #DIV/0! | #DIV/0! | #DIV/0! | #DIV/0! | #DIV/0! | #DIV/0! | #DIV/0! | #DIV/0! | #DIV/0! | #DIV/0! | #DIV/0! | #DIV/0! | #DIV/0! | #DIV/0! | #DIV/0! | #DIV/0! | #DIV/0! | #DIV/0! | #DIV/0! | #DIV/0! | #DIV/0! | #DIV/0! | #DIV/0! | #DIV/0! | #DIV/0!
| median |  | #VALUE! | #VALUE! | #VALUE! | #VALUE! | #VALUE! | #VALUE! | #VALUE! | #VALUE! | #VALUE! | #VALUE! | #VALUE! | #VALUE! | #VALUE! | #VALUE! | #VALUE! | #VALUE! | #VALUE! | #VALUE! | #VALUE! | #VALUE! | #VALUE! | #VALUE! | #VALUE! | #VALUE! | #VALUE! | #VALUE! | #VALUE! | #VALUE! | #VALUE! | #VALUE! | #VALUE! | #VALUE! | #VALUE! | #VALUE! | #VALUE! | #VALUE! | #VALUE! | #VALUE! | #VALUE! | #VALUE! | #VALUE! | #VALUE! | #VALUE! | #VALUE! | #VALUE! | #VALUE! | #VALUE! | #VALUE! | #VALUE! | #VALUE! | #VALUE! | #VALUE! | #VALUE! | #VALUE! | #VALUE! | #VALUE! | #VALUE! | #VALUE! | #VALUE! | #VALUE! | #VALUE! | #VALUE! | #VALUE! | #VALUE! | #VALUE! | #VALUE! | #VALUE! | #VALUE! | #VALUE! | #VALUE! | #VALUE! | #VALUE! | #VALUE! | #VALUE! | #VALUE! | #VALUE! | #VALUE! | #VALUE! | #VALUE! | #VALUE! | #VALUE! | #VALUE! | #VALUE! | #VALUE! | #VALUE! | #VALUE! | #VALUE! | #VALUE! | #VALUE! | #VALUE! | #VALUE! | #VALUE! | #VALUE! | #VALUE! | #VALUE! | #VALUE! | #VALUE! | #VALUE! | #VALUE! | #VALUE! | #VALUE! | #VALUE! | #VALUE! | #VALUE! | #VALUE! | #VALUE! | #VALUE! | #VALUE! | #VALUE! | #VALUE! | #VALUE!
| 10th |  | #VALUE! | #VALUE! | #VALUE! | #VALUE! | #VALUE! | #VALUE! | #VALUE! | #VALUE! | #VALUE! | #VALUE! | #VALUE! | #VALUE! | #VALUE! | #VALUE! | #VALUE! | #VALUE! | #VALUE! | #VALUE! | #VALUE! | #VALUE! | #VALUE! | #VALUE! | #VALUE! | #VALUE! | #VALUE! | #VALUE! | #VALUE! | #VALUE! | #VALUE! | #VALUE! | #VALUE! | #VALUE! | #VALUE! | #VALUE! | #VALUE! | #VALUE! | #VALUE! | #VALUE! | #VALUE! | #VALUE! | #VALUE! | #VALUE! | #VALUE! | #VALUE! | #VALUE! | #VALUE! | #VALUE! | #VALUE! | #VALUE! | #VALUE! | #VALUE! | #VALUE! | #VALUE! | #VALUE! | #VALUE! | #VALUE! | #VALUE! | #VALUE! | #VALUE! | #VALUE! | #VALUE! | #VALUE! | #VALUE! | #VALUE! | #VALUE! | #VALUE! | #VALUE! | #VALUE! | #VALUE! | #VALUE! | #VALUE! | #VALUE! | #VALUE! | #VALUE! | #VALUE! | #VALUE! | #VALUE! | #VALUE! | #VALUE! | #VALUE! | #VALUE! | #VALUE! | #VALUE! | #VALUE! | #VALUE! | #VALUE! | #VALUE! | #VALUE! | #VALUE! | #VALUE! | #VALUE! | #VALUE! | #VALUE! | #VALUE! | #VALUE! | #VALUE! | #VALUE! | #VALUE! | #VALUE! | #VALUE! | #VALUE! | #VALUE! | #VALUE! | #VALUE! | #VALUE! | #VALUE! | #VALUE! | #VALUE! | #VALUE! | #VALUE! | #VALUE!
| 25th |  | #VALUE! | #VALUE! | #VALUE! | #VALUE! | #VALUE! | #VALUE! | #VALUE! | #VALUE! | #VALUE! | #VALUE! | #VALUE! | #VALUE! | #VALUE! | #VALUE! | #VALUE! | #VALUE! | #VALUE! | #VALUE! | #VALUE! | #VALUE! | #VALUE! | #VALUE! | #VALUE! | #VALUE! | #VALUE! | #VALUE! | #VALUE! | #VALUE! | #VALUE! | #VALUE! | #VALUE! | #VALUE! | #VALUE! | #VALUE! | #VALUE! | #VALUE! | #VALUE! | #VALUE! | #VALUE! | #VALUE! | #VALUE! | #VALUE! | #VALUE! | #VALUE! | #VALUE! | #VALUE! | #VALUE! | #VALUE! | #VALUE! | #VALUE! | #VALUE! | #VALUE! | #VALUE! | #VALUE! | #VALUE! | #VALUE! | #VALUE! | #VALUE! | #VALUE! | #VALUE! | #VALUE! | #VALUE! | #VALUE! | #VALUE! | #VALUE! | #VALUE! | #VALUE! | #VALUE! | #VALUE! | #VALUE! | #VALUE! | #VALUE! | #VALUE! | #VALUE! | #VALUE! | #VALUE! | #VALUE! | #VALUE! | #VALUE! | #VALUE! | #VALUE! | #VALUE! | #VALUE! | #VALUE! | #VALUE! | #VALUE! | #VALUE! | #VALUE! | #VALUE! | #VALUE! | #VALUE! | #VALUE! | #VALUE! | #VALUE! | #VALUE! | #VALUE! | #VALUE! | #VALUE! | #VALUE! | #VALUE! | #VALUE! | #VALUE! | #VALUE! | #VALUE! | #VALUE! | #VALUE! | #VALUE! | #VALUE! | #VALUE! | #VALUE! | #VALUE!
| 75th |  | #VALUE! | #VALUE! | #VALUE! | #VALUE! | #VALUE! | #VALUE! | #VALUE! | #VALUE! | #VALUE! | #VALUE! | #VALUE! | #VALUE! | #VALUE! | #VALUE! | #VALUE! | #VALUE! | #VALUE! | #VALUE! | #VALUE! | #VALUE! | #VALUE! | #VALUE! | #VALUE! | #VALUE! | #VALUE! | #VALUE! | #VALUE! | #VALUE! | #VALUE! | #VALUE! | #VALUE! | #VALUE! | #VALUE! | #VALUE! | #VALUE! | #VALUE! | #VALUE! | #VALUE! | #VALUE! | #VALUE! | #VALUE! | #VALUE! | #VALUE! | #VALUE! | #VALUE! | #VALUE! | #VALUE! | #VALUE! | #VALUE! | #VALUE! | #VALUE! | #VALUE! | #VALUE! | #VALUE! | #VALUE! | #VALUE! | #VALUE! | #VALUE! | #VALUE! | #VALUE! | #VALUE! | #VALUE! | #VALUE! | #VALUE! | #VALUE! | #VALUE! | #VALUE! | #VALUE! | #VALUE! | #VALUE! | #VALUE! | #VALUE! | #VALUE! | #VALUE! | #VALUE! | #VALUE! | #VALUE! | #VALUE! | #VALUE! | #VALUE! | #VALUE! | #VALUE! | #VALUE! | #VALUE! | #VALUE! | #VALUE! | #VALUE! | #VALUE! | #VALUE! | #VALUE! | #VALUE! | #VALUE! | #VALUE! | #VALUE! | #VALUE! | #VALUE! | #VALUE! | #VALUE! | #VALUE! | #VALUE! | #VALUE! | #VALUE! | #VALUE! | #VALUE! | #VALUE! | #VALUE! | #VALUE! | #VALUE! | #VALUE! | #VALUE! | #VALUE!
| 90th |  | #VALUE! | #VALUE! | #VALUE! | #VALUE! | #VALUE! | #VALUE! | #VALUE! | #VALUE! | #VALUE! | #VALUE! | #VALUE! | #VALUE! | #VALUE! | #VALUE! | #VALUE! | #VALUE! | #VALUE! | #VALUE! | #VALUE! | #VALUE! | #VALUE! | #VALUE! | #VALUE! | #VALUE! | #VALUE! | #VALUE! | #VALUE! | #VALUE! | #VALUE! | #VALUE! | #VALUE! | #VALUE! | #VALUE! | #VALUE! | #VALUE! | #VALUE! | #VALUE! | #VALUE! | #VALUE! | #VALUE! | #VALUE! | #VALUE! | #VALUE! | #VALUE! | #VALUE! | #VALUE! | #VALUE! | #VALUE! | #VALUE! | #VALUE! | #VALUE! | #VALUE! | #VALUE! | #VALUE! | #VALUE! | #VALUE! | #VALUE! | #VALUE! | #VALUE! | #VALUE! | #VALUE! | #VALUE! | #VALUE! | #VALUE! | #VALUE! | #VALUE! | #VALUE! | #VALUE! | #VALUE! | #VALUE! | #VALUE! | #VALUE! | #VALUE! | #VALUE! | #VALUE! | #VALUE! | #VALUE! | #VALUE! | #VALUE! | #VALUE! | #VALUE! | #VALUE! | #VALUE! | #VALUE! | #VALUE! | #VALUE! | #VALUE! | #VALUE! | #VALUE! | #VALUE! | #VALUE! | #VALUE! | #VALUE! | #VALUE! | #VALUE! | #VALUE! | #VALUE! | #VALUE! | #VALUE! | #VALUE! | #VALUE! | #VALUE! | #VALUE! | #VALUE! | #VALUE! | #VALUE! | #VALUE! | #VALUE! | #VALUE! | #VALUE! | #VALUE!
POWELL STORAGE | avg |  | #DIV/0! | #DIV/0! | #DIV/0! | #DIV/0! | #DIV/0! | #DIV/0! | #DIV/0! | #DIV/0! | #DIV/0! | #DIV/0! | #DIV/0! | #DIV/0! | #DIV/0! | #DIV/0! | #DIV/0! | #DIV/0! | #DIV/0! | #DIV/0! | #DIV/0! | #DIV/0! | #DIV/0! | #DIV/0! | #DIV/0! | #DIV/0! | #DIV/0! | #DIV/0! | #DIV/0! | #DIV/0! | #DIV/0! | #DIV/0! | #DIV/0! | #DIV/0! | #DIV/0! | #DIV/0! | #DIV/0! | #DIV/0! | #DIV/0! | #DIV/0! | #DIV/0! | #DIV/0! | #DIV/0! | #DIV/0! | #DIV/0! | #DIV/0! | #DIV/0! | #DIV/0! | #DIV/0! | #DIV/0! | #DIV/0! | #DIV/0! | #DIV/0! | #DIV/0! | #DIV/0! | #DIV/0! | #DIV/0! | #DIV/0! | #DIV/0! | #DIV/0! | #DIV/0! | #DIV/0! | #DIV/0! | #DIV/0! | #DIV/0! | #DIV/0! | #DIV/0! | #DIV/0! | #DIV/0! | #DIV/0! | #DIV/0! | #DIV/0! | #DIV/0! | #DIV/0! | #DIV/0! | #DIV/0! | #DIV/0! | #DIV/0! | #DIV/0! | #DIV/0! | #DIV/0! | #DIV/0! | #DIV/0! | #DIV/0! | #DIV/0! | #DIV/0! | #DIV/0! | #DIV/0! | #DIV/0! | #DIV/0! | #DIV/0! | #DIV/0! | #DIV/0! | #DIV/0! | #DIV/0! | #DIV/0! | #DIV/0! | #DIV/0! | #DIV/0! | #DIV/0! | #DIV/0! | #DIV/0! | #DIV/0! | #DIV/0! | #DIV/0! | #DIV/0! | #DIV/0! | #DIV/0! | #DIV/0! | #DIV/0! | #DIV/0! | #DIV/0! | #DIV/0!
| median |  | #VALUE! | #VALUE! | #VALUE! | #VALUE! | #VALUE! | #VALUE! | #VALUE! | #VALUE! | #VALUE! | #VALUE! | #VALUE! | #VALUE! | #VALUE! | #VALUE! | #VALUE! | #VALUE! | #VALUE! | #VALUE! | #VALUE! | #VALUE! | #VALUE! | #VALUE! | #VALUE! | #VALUE! | #VALUE! | #VALUE! | #VALUE! | #VALUE! | #VALUE! | #VALUE! | #VALUE! | #VALUE! | #VALUE! | #VALUE! | #VALUE! | #VALUE! | #VALUE! | #VALUE! | #VALUE! | #VALUE! | #VALUE! | #VALUE! | #VALUE! | #VALUE! | #VALUE! | #VALUE! | #VALUE! | #VALUE! | #VALUE! | #VALUE! | #VALUE! | #VALUE! | #VALUE! | #VALUE! | #VALUE! | #VALUE! | #VALUE! | #VALUE! | #VALUE! | #VALUE! | #VALUE! | #VALUE! | #VALUE! | #VALUE! | #VALUE! | #VALUE! | #VALUE! | #VALUE! | #VALUE! | #VALUE! | #VALUE! | #VALUE! | #VALUE! | #VALUE! | #VALUE! | #VALUE! | #VALUE! | #VALUE! | #VALUE! | #VALUE! | #VALUE! | #VALUE! | #VALUE! | #VALUE! | #VALUE! | #VALUE! | #VALUE! | #VALUE! | #VALUE! | #VALUE! | #VALUE! | #VALUE! | #VALUE! | #VALUE! | #VALUE! | #VALUE! | #VALUE! | #VALUE! | #VALUE! | #VALUE! | #VALUE! | #VALUE! | #VALUE! | #VALUE! | #VALUE! | #VALUE! | #VALUE! | #VALUE! | #VALUE! | #VALUE! | #VALUE!
| 10th |  | #VALUE! | #VALUE! | #VALUE! | #VALUE! | #VALUE! | #VALUE! | #VALUE! | #VALUE! | #VALUE! | #VALUE! | #VALUE! | #VALUE! | #VALUE! | #VALUE! | #VALUE! | #VALUE! | #VALUE! | #VALUE! | #VALUE! | #VALUE! | #VALUE! | #VALUE! | #VALUE! | #VALUE! | #VALUE! | #VALUE! | #VALUE! | #VALUE! | #VALUE! | #VALUE! | #VALUE! | #VALUE! | #VALUE! | #VALUE! | #VALUE! | #VALUE! | #VALUE! | #VALUE! | #VALUE! | #VALUE! | #VALUE! | #VALUE! | #VALUE! | #VALUE! | #VALUE! | #VALUE! | #VALUE! | #VALUE! | #VALUE! | #VALUE! | #VALUE! | #VALUE! | #VALUE! | #VALUE! | #VALUE! | #VALUE! | #VALUE! | #VALUE! | #VALUE! | #VALUE! | #VALUE! | #VALUE! | #VALUE! | #VALUE! | #VALUE! | #VALUE! | #VALUE! | #VALUE! | #VALUE! | #VALUE! | #VALUE! | #VALUE! | #VALUE! | #VALUE! | #VALUE! | #VALUE! | #VALUE! | #VALUE! | #VALUE! | #VALUE! | #VALUE! | #VALUE! | #VALUE! | #VALUE! | #VALUE! | #VALUE! | #VALUE! | #VALUE! | #VALUE! | #VALUE! | #VALUE! | #VALUE! | #VALUE! | #VALUE! | #VALUE! | #VALUE! | #VALUE! | #VALUE! | #VALUE! | #VALUE! | #VALUE! | #VALUE! | #VALUE! | #VALUE! | #VALUE! | #VALUE! | #VALUE! | #VALUE! | #VALUE! | #VALUE! | #VALUE!
| 25th |  | #VALUE! | #VALUE! | #VALUE! | #VALUE! | #VALUE! | #VALUE! | #VALUE! | #VALUE! | #VALUE! | #VALUE! | #VALUE! | #VALUE! | #VALUE! | #VALUE! | #VALUE! | #VALUE! | #VALUE! | #VALUE! | #VALUE! | #VALUE! | #VALUE! | #VALUE! | #VALUE! | #VALUE! | #VALUE! | #VALUE! | #VALUE! | #VALUE! | #VALUE! | #VALUE! | #VALUE! | #VALUE! | #VALUE! | #VALUE! | #VALUE! | #VALUE! | #VALUE! | #VALUE! | #VALUE! | #VALUE! | #VALUE! | #VALUE! | #VALUE! | #VALUE! | #VALUE! | #VALUE! | #VALUE! | #VALUE! | #VALUE! | #VALUE! | #VALUE! | #VALUE! | #VALUE! | #VALUE! | #VALUE! | #VALUE! | #VALUE! | #VALUE! | #VALUE! | #VALUE! | #VALUE! | #VALUE! | #VALUE! | #VALUE! | #VALUE! | #VALUE! | #VALUE! | #VALUE! | #VALUE! | #VALUE! | #VALUE! | #VALUE! | #VALUE! | #VALUE! | #VALUE! | #VALUE! | #VALUE! | #VALUE! | #VALUE! | #VALUE! | #VALUE! | #VALUE! | #VALUE! | #VALUE! | #VALUE! | #VALUE! | #VALUE! | #VALUE! | #VALUE! | #VALUE! | #VALUE! | #VALUE! | #VALUE! | #VALUE! | #VALUE! | #VALUE! | #VALUE! | #VALUE! | #VALUE! | #VALUE! | #VALUE! | #VALUE! | #VALUE! | #VALUE! | #VALUE! | #VALUE! | #VALUE! | #VALUE! | #VALUE! | #VALUE! | #VALUE!
| 75th |  | #VALUE! | #VALUE! | #VALUE! | #VALUE! | #VALUE! | #VALUE! | #VALUE! | #VALUE! | #VALUE! | #VALUE! | #VALUE! | #VALUE! | #VALUE! | #VALUE! | #VALUE! | #VALUE! | #VALUE! | #VALUE! | #VALUE! | #VALUE! | #VALUE! | #VALUE! | #VALUE! | #VALUE! | #VALUE! | #VALUE! | #VALUE! | #VALUE! | #VALUE! | #VALUE! | #VALUE! | #VALUE! | #VALUE! | #VALUE! | #VALUE! | #VALUE! | #VALUE! | #VALUE! | #VALUE! | #VALUE! | #VALUE! | #VALUE! | #VALUE! | #VALUE! | #VALUE! | #VALUE! | #VALUE! | #VALUE! | #VALUE! | #VALUE! | #VALUE! | #VALUE! | #VALUE! | #VALUE! | #VALUE! | #VALUE! | #VALUE! | #VALUE! | #VALUE! | #VALUE! | #VALUE! | #VALUE! | #VALUE! | #VALUE! | #VALUE! | #VALUE! | #VALUE! | #VALUE! | #VALUE! | #VALUE! | #VALUE! | #VALUE! | #VALUE! | #VALUE! | #VALUE! | #VALUE! | #VALUE! | #VALUE! | #VALUE! | #VALUE! | #VALUE! | #VALUE! | #VALUE! | #VALUE! | #VALUE! | #VALUE! | #VALUE! | #VALUE! | #VALUE! | #VALUE! | #VALUE! | #VALUE! | #VALUE! | #VALUE! | #VALUE! | #VALUE! | #VALUE! | #VALUE! | #VALUE! | #VALUE! | #VALUE! | #VALUE! | #VALUE! | #VALUE! | #VALUE! | #VALUE! | #VALUE! | #VALUE! | #VALUE! | #VALUE! | #VALUE!
| 90th |  | #VALUE! | #VALUE! | #VALUE! | #VALUE! | #VALUE! | #VALUE! | #VALUE! | #VALUE! | #VALUE! | #VALUE! | #VALUE! | #VALUE! | #VALUE! | #VALUE! | #VALUE! | #VALUE! | #VALUE! | #VALUE! | #VALUE! | #VALUE! | #VALUE! | #VALUE! | #VALUE! | #VALUE! | #VALUE! | #VALUE! | #VALUE! | #VALUE! | #VALUE! | #VALUE! | #VALUE! | #VALUE! | #VALUE! | #VALUE! | #VALUE! | #VALUE! | #VALUE! | #VALUE! | #VALUE! | #VALUE! | #VALUE! | #VALUE! | #VALUE! | #VALUE! | #VALUE! | #VALUE! | #VALUE! | #VALUE! | #VALUE! | #VALUE! | #VALUE! | #VALUE! | #VALUE! | #VALUE! | #VALUE! | #VALUE! | #VALUE! | #VALUE! | #VALUE! | #VALUE! | #VALUE! | #VALUE! | #VALUE! | #VALUE! | #VALUE! | #VALUE! | #VALUE! | #VALUE! | #VALUE! | #VALUE! | #VALUE! | #VALUE! | #VALUE! | #VALUE! | #VALUE! | #VALUE! | #VALUE! | #VALUE! | #VALUE! | #VALUE! | #VALUE! | #VALUE! | #VALUE! | #VALUE! | #VALUE! | #VALUE! | #VALUE! | #VALUE! | #VALUE! | #VALUE! | #VALUE! | #VALUE! | #VALUE! | #VALUE! | #VALUE! | #VALUE! | #VALUE! | #VALUE! | #VALUE! | #VALUE! | #VALUE! | #VALUE! | #VALUE! | #VALUE! | #VALUE! | #VALUE! | #VALUE! | #VALUE! | #VALUE! | #VALUE! | #VALUE!
| % > 20 |  | 0 | 0 | 0 | 0 | 0 | 0 | 0 | 0 | 0 | 0 | 0 | 0 | 0 | 0 | 0 | 0 | 0 | 0 | 0 | 0 | 0 | 0 | 0 | 0 | 0 | 0 | 0 | 0 | 0 | 0 | 0 | 0 | 0 | 0 | 0 | 0 | 0 | 0 | 0 | 0 | 0 | 0 | 0 | 0 | 0 | 0 | 0 | 0 | 0 | 0 | 0 | 0 | 0 | 0 | 0 | 0 | 0 | 0 | 0 | 0 | 0 | 0 | 0 | 0 | 0 | 0 | 0 | 0 | 0 | 0 | 0 | 0 | 0 | 0 | 0 | 0 | 0 | 0 | 0 | 0 | 0 | 0 | 0 | 0 | 0 | 0 | 0 | 0 | 0 | 0 | 0 | 0 | 0 | 0 | 0 | 0 | 0 | 0 | 0 | 0 | 0 | 0 | 0 | 0 | 0 | 0 | 0 | 0 | 0 | 0 | 0
| % > 22 |  | 0 | 0 | 0 | 0 | 0 | 0 | 0 | 0 | 0 | 0 | 0 | 0 | 0 | 0 | 0 | 0 | 0 | 0 | 0 | 0 | 0 | 0 | 0 | 0 | 0 | 0 | 0 | 0 | 0 | 0 | 0 | 0 | 0 | 0 | 0 | 0 | 0 | 0 | 0 | 0 | 0 | 0 | 0 | 0 | 0 | 0 | 0 | 0 | 0 | 0 | 0 | 0 | 0 | 0 | 0 | 0 | 0 | 0 | 0 | 0 | 0 | 0 | 0 | 0 | 0 | 0 | 0 | 0 | 0 | 0 | 0 | 0 | 0 | 0 | 0 | 0 | 0 | 0 | 0 | 0 | 0 | 0 | 0 | 0 | 0 | 0 | 0 | 0 | 0 | 0 | 0 | 0 | 0 | 0 | 0 | 0 | 0 | 0 | 0 | 0 | 0 | 0 | 0 | 0 | 0 | 0 | 0 | 0 | 0 | 0 | 0
| % > 24 |  | 0 | 0 | 0 | 0 | 0 | 0 | 0 | 0 | 0 | 0 | 0 | 0 | 0 | 0 | 0 | 0 | 0 | 0 | 0 | 0 | 0 | 0 | 0 | 0 | 0 | 0 | 0 | 0 | 0 | 0 | 0 | 0 | 0 | 0 | 0 | 0 | 0 | 0 | 0 | 0 | 0 | 0 | 0 | 0 | 0 | 0 | 0 | 0 | 0 | 0 | 0 | 0 | 0 | 0 | 0 | 0 | 0 | 0 | 0 | 0 | 0 | 0 | 0 | 0 | 0 | 0 | 0 | 0 | 0 | 0 | 0 | 0 | 0 | 0 | 0 | 0 | 0 | 0 | 0 | 0 | 0 | 0 | 0 | 0 | 0 | 0 | 0 | 0 | 0 | 0 | 0 | 0 | 0 | 0 | 0 | 0 | 0 | 0 | 0 | 0 | 0 | 0 | 0 | 0 | 0 | 0 | 0 | 0 | 0 | 0 | 0
| % > 26 |  | 0 | 0 | 0 | 0 | 0 | 0 | 0 | 0 | 0 | 0 | 0 | 0 | 0 | 0 | 0 | 0 | 0 | 0 | 0 | 0 | 0 | 0 | 0 | 0 | 0 | 0 | 0 | 0 | 0 | 0 | 0 | 0 | 0 | 0 | 0 | 0 | 0 | 0 | 0 | 0 | 0 | 0 | 0 | 0 | 0 | 0 | 0 | 0 | 0 | 0 | 0 | 0 | 0 | 0 | 0 | 0 | 0 | 0 | 0 | 0 | 0 | 0 | 0 | 0 | 0 | 0 | 0 | 0 | 0 | 0 | 0 | 0 | 0 | 0 | 0 | 0 | 0 | 0 | 0 | 0 | 0 | 0 | 0 | 0 | 0 | 0 | 0 | 0 | 0 | 0 | 0 | 0 | 0 | 0 | 0 | 0 | 0 | 0 | 0 | 0 | 0 | 0 | 0 | 0 | 0 | 0 | 0 | 0 | 0 | 0 | 0
POWELL ELEVATION | avg |  | #DIV/0! | #DIV/0! | #DIV/0! | #DIV/0! | #DIV/0! | #DIV/0! | #DIV/0! | #DIV/0! | #DIV/0! | #DIV/0! | #DIV/0! | #DIV/0! | #DIV/0! | #DIV/0! | #DIV/0! | #DIV/0! | #DIV/0! | #DIV/0! | #DIV/0! | #DIV/0! | #DIV/0! | #DIV/0! | #DIV/0! | #DIV/0! | #DIV/0! | #DIV/0! | #DIV/0! | #DIV/0! | #DIV/0! | #DIV/0! | #DIV/0! | #DIV/0! | #DIV/0! | #DIV/0! | #DIV/0! | #DIV/0! | #DIV/0! | #DIV/0! | #DIV/0! | #DIV/0! | #DIV/0! | #DIV/0! | #DIV/0! | #DIV/0! | #DIV/0! | #DIV/0! | #DIV/0! | #DIV/0! | #DIV/0! | #DIV/0! | #DIV/0! | #DIV/0! | #DIV/0! | #DIV/0! | #DIV/0! | #DIV/0! | #DIV/0! | #DIV/0! | #DIV/0! | #DIV/0! | #DIV/0! | #DIV/0! | #DIV/0! | #DIV/0! | #DIV/0! | #DIV/0! | #DIV/0! | #DIV/0! | #DIV/0! | #DIV/0! | #DIV/0! | #DIV/0! | #DIV/0! | #DIV/0! | #DIV/0! | #DIV/0! | #DIV/0! | #DIV/0! | #DIV/0! | #DIV/0! | #DIV/0! | #DIV/0! | #DIV/0! | #DIV/0! | #DIV/0! | #DIV/0! | #DIV/0! | #DIV/0! | #DIV/0! | #DIV/0! | #DIV/0! | #DIV/0! | #DIV/0! | #DIV/0! | #DIV/0! | #DIV/0! | #DIV/0! | #DIV/0! | #DIV/0! | #DIV/0! | #DIV/0! | #DIV/0! | #DIV/0! | #DIV/0! | #DIV/0! | #DIV/0! | #DIV/0! | #DIV/0! | #DIV/0! | #DIV/0! | #DIV/0!
| median |  | #VALUE! | #VALUE! | #VALUE! | #VALUE! | #VALUE! | #VALUE! | #VALUE! | #VALUE! | #VALUE! | #VALUE! | #VALUE! | #VALUE! | #VALUE! | #VALUE! | #VALUE! | #VALUE! | #VALUE! | #VALUE! | #VALUE! | #VALUE! | #VALUE! | #VALUE! | #VALUE! | #VALUE! | #VALUE! | #VALUE! | #VALUE! | #VALUE! | #VALUE! | #VALUE! | #VALUE! | #VALUE! | #VALUE! | #VALUE! | #VALUE! | #VALUE! | #VALUE! | #VALUE! | #VALUE! | #VALUE! | #VALUE! | #VALUE! | #VALUE! | #VALUE! | #VALUE! | #VALUE! | #VALUE! | #VALUE! | #VALUE! | #VALUE! | #VALUE! | #VALUE! | #VALUE! | #VALUE! | #VALUE! | #VALUE! | #VALUE! | #VALUE! | #VALUE! | #VALUE! | #VALUE! | #VALUE! | #VALUE! | #VALUE! | #VALUE! | #VALUE! | #VALUE! | #VALUE! | #VALUE! | #VALUE! | #VALUE! | #VALUE! | #VALUE! | #VALUE! | #VALUE! | #VALUE! | #VALUE! | #VALUE! | #VALUE! | #VALUE! | #VALUE! | #VALUE! | #VALUE! | #VALUE! | #VALUE! | #VALUE! | #VALUE! | #VALUE! | #VALUE! | #VALUE! | #VALUE! | #VALUE! | #VALUE! | #VALUE! | #VALUE! | #VALUE! | #VALUE! | #VALUE! | #VALUE! | #VALUE! | #VALUE! | #VALUE! | #VALUE! | #VALUE! | #VALUE! | #VALUE! | #VALUE! | #VALUE! | #VALUE! | #VALUE! | #VALUE!
| 10th |  | #VALUE! | #VALUE! | #VALUE! | #VALUE! | #VALUE! | #VALUE! | #VALUE! | #VALUE! | #VALUE! | #VALUE! | #VALUE! | #VALUE! | #VALUE! | #VALUE! | #VALUE! | #VALUE! | #VALUE! | #VALUE! | #VALUE! | #VALUE! | #VALUE! | #VALUE! | #VALUE! | #VALUE! | #VALUE! | #VALUE! | #VALUE! | #VALUE! | #VALUE! | #VALUE! | #VALUE! | #VALUE! | #VALUE! | #VALUE! | #VALUE! | #VALUE! | #VALUE! | #VALUE! | #VALUE! | #VALUE! | #VALUE! | #VALUE! | #VALUE! | #VALUE! | #VALUE! | #VALUE! | #VALUE! | #VALUE! | #VALUE! | #VALUE! | #VALUE! | #VALUE! | #VALUE! | #VALUE! | #VALUE! | #VALUE! | #VALUE! | #VALUE! | #VALUE! | #VALUE! | #VALUE! | #VALUE! | #VALUE! | #VALUE! | #VALUE! | #VALUE! | #VALUE! | #VALUE! | #VALUE! | #VALUE! | #VALUE! | #VALUE! | #VALUE! | #VALUE! | #VALUE! | #VALUE! | #VALUE! | #VALUE! | #VALUE! | #VALUE! | #VALUE! | #VALUE! | #VALUE! | #VALUE! | #VALUE! | #VALUE! | #VALUE! | #VALUE! | #VALUE! | #VALUE! | #VALUE! | #VALUE! | #VALUE! | #VALUE! | #VALUE! | #VALUE! | #VALUE! | #VALUE! | #VALUE! | #VALUE! | #VALUE! | #VALUE! | #VALUE! | #VALUE! | #VALUE! | #VALUE! | #VALUE! | #VALUE! | #VALUE! | #VALUE! | #VALUE!
| 25th |  | #VALUE! | #VALUE! | #VALUE! | #VALUE! | #VALUE! | #VALUE! | #VALUE! | #VALUE! | #VALUE! | #VALUE! | #VALUE! | #VALUE! | #VALUE! | #VALUE! | #VALUE! | #VALUE! | #VALUE! | #VALUE! | #VALUE! | #VALUE! | #VALUE! | #VALUE! | #VALUE! | #VALUE! | #VALUE! | #VALUE! | #VALUE! | #VALUE! | #VALUE! | #VALUE! | #VALUE! | #VALUE! | #VALUE! | #VALUE! | #VALUE! | #VALUE! | #VALUE! | #VALUE! | #VALUE! | #VALUE! | #VALUE! | #VALUE! | #VALUE! | #VALUE! | #VALUE! | #VALUE! | #VALUE! | #VALUE! | #VALUE! | #VALUE! | #VALUE! | #VALUE! | #VALUE! | #VALUE! | #VALUE! | #VALUE! | #VALUE! | #VALUE! | #VALUE! | #VALUE! | #VALUE! | #VALUE! | #VALUE! | #VALUE! | #VALUE! | #VALUE! | #VALUE! | #VALUE! | #VALUE! | #VALUE! | #VALUE! | #VALUE! | #VALUE! | #VALUE! | #VALUE! | #VALUE! | #VALUE! | #VALUE! | #VALUE! | #VALUE! | #VALUE! | #VALUE! | #VALUE! | #VALUE! | #VALUE! | #VALUE! | #VALUE! | #VALUE! | #VALUE! | #VALUE! | #VALUE! | #VALUE! | #VALUE! | #VALUE! | #VALUE! | #VALUE! | #VALUE! | #VALUE! | #VALUE! | #VALUE! | #VALUE! | #VALUE! | #VALUE! | #VALUE! | #VALUE! | #VALUE! | #VALUE! | #VALUE! | #VALUE! | #VALUE! | #VALUE!
| 75th |  | #VALUE! | #VALUE! | #VALUE! | #VALUE! | #VALUE! | #VALUE! | #VALUE! | #VALUE! | #VALUE! | #VALUE! | #VALUE! | #VALUE! | #VALUE! | #VALUE! | #VALUE! | #VALUE! | #VALUE! | #VALUE! | #VALUE! | #VALUE! | #VALUE! | #VALUE! | #VALUE! | #VALUE! | #VALUE! | #VALUE! | #VALUE! | #VALUE! | #VALUE! | #VALUE! | #VALUE! | #VALUE! | #VALUE! | #VALUE! | #VALUE! | #VALUE! | #VALUE! | #VALUE! | #VALUE! | #VALUE! | #VALUE! | #VALUE! | #VALUE! | #VALUE! | #VALUE! | #VALUE! | #VALUE! | #VALUE! | #VALUE! | #VALUE! | #VALUE! | #VALUE! | #VALUE! | #VALUE! | #VALUE! | #VALUE! | #VALUE! | #VALUE! | #VALUE! | #VALUE! | #VALUE! | #VALUE! | #VALUE! | #VALUE! | #VALUE! | #VALUE! | #VALUE! | #VALUE! | #VALUE! | #VALUE! | #VALUE! | #VALUE! | #VALUE! | #VALUE! | #VALUE! | #VALUE! | #VALUE! | #VALUE! | #VALUE! | #VALUE! | #VALUE! | #VALUE! | #VALUE! | #VALUE! | #VALUE! | #VALUE! | #VALUE! | #VALUE! | #VALUE! | #VALUE! | #VALUE! | #VALUE! | #VALUE! | #VALUE! | #VALUE! | #VALUE! | #VALUE! | #VALUE! | #VALUE! | #VALUE! | #VALUE! | #VALUE! | #VALUE! | #VALUE! | #VALUE! | #VALUE! | #VALUE! | #VALUE! | #VALUE! | #VALUE! | #VALUE!
| 90th |  | #VALUE! | #VALUE! | #VALUE! | #VALUE! | #VALUE! | #VALUE! | #VALUE! | #VALUE! | #VALUE! | #VALUE! | #VALUE! | #VALUE! | #VALUE! | #VALUE! | #VALUE! | #VALUE! | #VALUE! | #VALUE! | #VALUE! | #VALUE! | #VALUE! | #VALUE! | #VALUE! | #VALUE! | #VALUE! | #VALUE! | #VALUE! | #VALUE! | #VALUE! | #VALUE! | #VALUE! | #VALUE! | #VALUE! | #VALUE! | #VALUE! | #VALUE! | #VALUE! | #VALUE! | #VALUE! | #VALUE! | #VALUE! | #VALUE! | #VALUE! | #VALUE! | #VALUE! | #VALUE! | #VALUE! | #VALUE! | #VALUE! | #VALUE! | #VALUE! | #VALUE! | #VALUE! | #VALUE! | #VALUE! | #VALUE! | #VALUE! | #VALUE! | #VALUE! | #VALUE! | #VALUE! | #VALUE! | #VALUE! | #VALUE! | #VALUE! | #VALUE! | #VALUE! | #VALUE! | #VALUE! | #VALUE! | #VALUE! | #VALUE! | #VALUE! | #VALUE! | #VALUE! | #VALUE! | #VALUE! | #VALUE! | #VALUE! | #VALUE! | #VALUE! | #VALUE! | #VALUE! | #VALUE! | #VALUE! | #VALUE! | #VALUE! | #VALUE! | #VALUE! | #VALUE! | #VALUE! | #VALUE! | #VALUE! | #VALUE! | #VALUE! | #VALUE! | #VALUE! | #VALUE! | #VALUE! | #VALUE! | #VALUE! | #VALUE! | #VALUE! | #VALUE! | #VALUE! | #VALUE! | #VALUE! | #VALUE! | #VALUE! | #VALUE! | #VALUE!
POWELL EVAP | avg |  | #DIV/0! | #DIV/0! | #DIV/0! | #DIV/0! | #DIV/0! | #DIV/0! | #DIV/0! | #DIV/0! | #DIV/0! | #DIV/0! | #DIV/0! | #DIV/0! | #DIV/0! | #DIV/0! | #DIV/0! | #DIV/0! | #DIV/0! | #DIV/0! | #DIV/0! | #DIV/0! | #DIV/0! | #DIV/0! | #DIV/0! | #DIV/0! | #DIV/0! | #DIV/0! | #DIV/0! | #DIV/0! | #DIV/0! | #DIV/0! | #DIV/0! | #DIV/0! | #DIV/0! | #DIV/0! | #DIV/0! | #DIV/0! | #DIV/0! | #DIV/0! | #DIV/0! | #DIV/0! | #DIV/0! | #DIV/0! | #DIV/0! | #DIV/0! | #DIV/0! | #DIV/0! | #DIV/0! | #DIV/0! | #DIV/0! | #DIV/0! | #DIV/0! | #DIV/0! | #DIV/0! | #DIV/0! | #DIV/0! | #DIV/0! | #DIV/0! | #DIV/0! | #DIV/0! | #DIV/0! | #DIV/0! | #DIV/0! | #DIV/0! | #DIV/0! | #DIV/0! | #DIV/0! | #DIV/0! | #DIV/0! | #DIV/0! | #DIV/0! | #DIV/0! | #DIV/0! | #DIV/0! | #DIV/0! | #DIV/0! | #DIV/0! | #DIV/0! | #DIV/0! | #DIV/0! | #DIV/0! | #DIV/0! | #DIV/0! | #DIV/0! | #DIV/0! | #DIV/0! | #DIV/0! | #DIV/0! | #DIV/0! | #DIV/0! | #DIV/0! | #DIV/0! | #DIV/0! | #DIV/0! | #DIV/0! | #DIV/0! | #DIV/0! | #DIV/0! | #DIV/0! | #DIV/0! | #DIV/0! | #DIV/0! | #DIV/0! | #DIV/0! | #DIV/0! | #DIV/0! | #DIV/0! | #DIV/0! | #DIV/0! | #DIV/0! | #DIV/0! | #DIV/0!
| median |  | #VALUE! | #VALUE! | #VALUE! | #VALUE! | #VALUE! | #VALUE! | #VALUE! | #VALUE! | #VALUE! | #VALUE! | #VALUE! | #VALUE! | #VALUE! | #VALUE! | #VALUE! | #VALUE! | #VALUE! | #VALUE! | #VALUE! | #VALUE! | #VALUE! | #VALUE! | #VALUE! | #VALUE! | #VALUE! | #VALUE! | #VALUE! | #VALUE! | #VALUE! | #VALUE! | #VALUE! | #VALUE! | #VALUE! | #VALUE! | #VALUE! | #VALUE! | #VALUE! | #VALUE! | #VALUE! | #VALUE! | #VALUE! | #VALUE! | #VALUE! | #VALUE! | #VALUE! | #VALUE! | #VALUE! | #VALUE! | #VALUE! | #VALUE! | #VALUE! | #VALUE! | #VALUE! | #VALUE! | #VALUE! | #VALUE! | #VALUE! | #VALUE! | #VALUE! | #VALUE! | #VALUE! | #VALUE! | #VALUE! | #VALUE! | #VALUE! | #VALUE! | #VALUE! | #VALUE! | #VALUE! | #VALUE! | #VALUE! | #VALUE! | #VALUE! | #VALUE! | #VALUE! | #VALUE! | #VALUE! | #VALUE! | #VALUE! | #VALUE! | #VALUE! | #VALUE! | #VALUE! | #VALUE! | #VALUE! | #VALUE! | #VALUE! | #VALUE! | #VALUE! | #VALUE! | #VALUE! | #VALUE! | #VALUE! | #VALUE! | #VALUE! | #VALUE! | #VALUE! | #VALUE! | #VALUE! | #VALUE! | #VALUE! | #VALUE! | #VALUE! | #VALUE! | #VALUE! | #VALUE! | #VALUE! | #VALUE! | #VALUE! | #VALUE! | #VALUE!
| 10th |  | #VALUE! | #VALUE! | #VALUE! | #VALUE! | #VALUE! | #VALUE! | #VALUE! | #VALUE! | #VALUE! | #VALUE! | #VALUE! | #VALUE! | #VALUE! | #VALUE! | #VALUE! | #VALUE! | #VALUE! | #VALUE! | #VALUE! | #VALUE! | #VALUE! | #VALUE! | #VALUE! | #VALUE! | #VALUE! | #VALUE! | #VALUE! | #VALUE! | #VALUE! | #VALUE! | #VALUE! | #VALUE! | #VALUE! | #VALUE! | #VALUE! | #VALUE! | #VALUE! | #VALUE! | #VALUE! | #VALUE! | #VALUE! | #VALUE! | #VALUE! | #VALUE! | #VALUE! | #VALUE! | #VALUE! | #VALUE! | #VALUE! | #VALUE! | #VALUE! | #VALUE! | #VALUE! | #VALUE! | #VALUE! | #VALUE! | #VALUE! | #VALUE! | #VALUE! | #VALUE! | #VALUE! | #VALUE! | #VALUE! | #VALUE! | #VALUE! | #VALUE! | #VALUE! | #VALUE! | #VALUE! | #VALUE! | #VALUE! | #VALUE! | #VALUE! | #VALUE! | #VALUE! | #VALUE! | #VALUE! | #VALUE! | #VALUE! | #VALUE! | #VALUE! | #VALUE! | #VALUE! | #VALUE! | #VALUE! | #VALUE! | #VALUE! | #VALUE! | #VALUE! | #VALUE! | #VALUE! | #VALUE! | #VALUE! | #VALUE! | #VALUE! | #VALUE! | #VALUE! | #VALUE! | #VALUE! | #VALUE! | #VALUE! | #VALUE! | #VALUE! | #VALUE! | #VALUE! | #VALUE! | #VALUE! | #VALUE! | #VALUE! | #VALUE! | #VALUE!
| 25th |  | #VALUE! | #VALUE! | #VALUE! | #VALUE! | #VALUE! | #VALUE! | #VALUE! | #VALUE! | #VALUE! | #VALUE! | #VALUE! | #VALUE! | #VALUE! | #VALUE! | #VALUE! | #VALUE! | #VALUE! | #VALUE! | #VALUE! | #VALUE! | #VALUE! | #VALUE! | #VALUE! | #VALUE! | #VALUE! | #VALUE! | #VALUE! | #VALUE! | #VALUE! | #VALUE! | #VALUE! | #VALUE! | #VALUE! | #VALUE! | #VALUE! | #VALUE! | #VALUE! | #VALUE! | #VALUE! | #VALUE! | #VALUE! | #VALUE! | #VALUE! | #VALUE! | #VALUE! | #VALUE! | #VALUE! | #VALUE! | #VALUE! | #VALUE! | #VALUE! | #VALUE! | #VALUE! | #VALUE! | #VALUE! | #VALUE! | #VALUE! | #VALUE! | #VALUE! | #VALUE! | #VALUE! | #VALUE! | #VALUE! | #VALUE! | #VALUE! | #VALUE! | #VALUE! | #VALUE! | #VALUE! | #VALUE! | #VALUE! | #VALUE! | #VALUE! | #VALUE! | #VALUE! | #VALUE! | #VALUE! | #VALUE! | #VALUE! | #VALUE! | #VALUE! | #VALUE! | #VALUE! | #VALUE! | #VALUE! | #VALUE! | #VALUE! | #VALUE! | #VALUE! | #VALUE! | #VALUE! | #VALUE! | #VALUE! | #VALUE! | #VALUE! | #VALUE! | #VALUE! | #VALUE! | #VALUE! | #VALUE! | #VALUE! | #VALUE! | #VALUE! | #VALUE! | #VALUE! | #VALUE! | #VALUE! | #VALUE! | #VALUE! | #VALUE! | #VALUE!
| 75th |  | #VALUE! | #VALUE! | #VALUE! | #VALUE! | #VALUE! | #VALUE! | #VALUE! | #VALUE! | #VALUE! | #VALUE! | #VALUE! | #VALUE! | #VALUE! | #VALUE! | #VALUE! | #VALUE! | #VALUE! | #VALUE! | #VALUE! | #VALUE! | #VALUE! | #VALUE! | #VALUE! | #VALUE! | #VALUE! | #VALUE! | #VALUE! | #VALUE! | #VALUE! | #VALUE! | #VALUE! | #VALUE! | #VALUE! | #VALUE! | #VALUE! | #VALUE! | #VALUE! | #VALUE! | #VALUE! | #VALUE! | #VALUE! | #VALUE! | #VALUE! | #VALUE! | #VALUE! | #VALUE! | #VALUE! | #VALUE! | #VALUE! | #VALUE! | #VALUE! | #VALUE! | #VALUE! | #VALUE! | #VALUE! | #VALUE! | #VALUE! | #VALUE! | #VALUE! | #VALUE! | #VALUE! | #VALUE! | #VALUE! | #VALUE! | #VALUE! | #VALUE! | #VALUE! | #VALUE! | #VALUE! | #VALUE! | #VALUE! | #VALUE! | #VALUE! | #VALUE! | #VALUE! | #VALUE! | #VALUE! | #VALUE! | #VALUE! | #VALUE! | #VALUE! | #VALUE! | #VALUE! | #VALUE! | #VALUE! | #VALUE! | #VALUE! | #VALUE! | #VALUE! | #VALUE! | #VALUE! | #VALUE! | #VALUE! | #VALUE! | #VALUE! | #VALUE! | #VALUE! | #VALUE! | #VALUE! | #VALUE! | #VALUE! | #VALUE! | #VALUE! | #VALUE! | #VALUE! | #VALUE! | #VALUE! | #VALUE! | #VALUE! | #VALUE! | #VALUE!
| 90th |  | #VALUE! | #VALUE! | #VALUE! | #VALUE! | #VALUE! | #VALUE! | #VALUE! | #VALUE! | #VALUE! | #VALUE! | #VALUE! | #VALUE! | #VALUE! | #VALUE! | #VALUE! | #VALUE! | #VALUE! | #VALUE! | #VALUE! | #VALUE! | #VALUE! | #VALUE! | #VALUE! | #VALUE! | #VALUE! | #VALUE! | #VALUE! | #VALUE! | #VALUE! | #VALUE! | #VALUE! | #VALUE! | #VALUE! | #VALUE! | #VALUE! | #VALUE! | #VALUE! | #VALUE! | #VALUE! | #VALUE! | #VALUE! | #VALUE! | #VALUE! | #VALUE! | #VALUE! | #VALUE! | #VALUE! | #VALUE! | #VALUE! | #VALUE! | #VALUE! | #VALUE! | #VALUE! | #VALUE! | #VALUE! | #VALUE! | #VALUE! | #VALUE! | #VALUE! | #VALUE! | #VALUE! | #VALUE! | #VALUE! | #VALUE! | #VALUE! | #VALUE! | #VALUE! | #VALUE! | #VALUE! | #VALUE! | #VALUE! | #VALUE! | #VALUE! | #VALUE! | #VALUE! | #VALUE! | #VALUE! | #VALUE! | #VALUE! | #VALUE! | #VALUE! | #VALUE! | #VALUE! | #VALUE! | #VALUE! | #VALUE! | #VALUE! | #VALUE! | #VALUE! | #VALUE! | #VALUE! | #VALUE! | #VALUE! | #VALUE! | #VALUE! | #VALUE! | #VALUE! | #VALUE! | #VALUE! | #VALUE! | #VALUE! | #VALUE! | #VALUE! | #VALUE! | #VALUE! | #VALUE! | #VALUE! | #VALUE! | #VALUE! | #VALUE! | #VALUE!
GC RELEASE | avg |  | #DIV/0! | #DIV/0! | #DIV/0! | #DIV/0! | #DIV/0! | #DIV/0! | #DIV/0! | #DIV/0! | #DIV/0! | #DIV/0! | #DIV/0! | #DIV/0! | #DIV/0! | #DIV/0! | #DIV/0! | #DIV/0! | #DIV/0! | #DIV/0! | #DIV/0! | #DIV/0! | #DIV/0! | #DIV/0! | #DIV/0! | #DIV/0! | #DIV/0! | #DIV/0! | #DIV/0! | #DIV/0! | #DIV/0! | #DIV/0! | #DIV/0! | #DIV/0! | #DIV/0! | #DIV/0! | #DIV/0! | #DIV/0! | #DIV/0! | #DIV/0! | #DIV/0! | #DIV/0! | #DIV/0! | #DIV/0! | #DIV/0! | #DIV/0! | #DIV/0! | #DIV/0! | #DIV/0! | #DIV/0! | #DIV/0! | #DIV/0! | #DIV/0! | #DIV/0! | #DIV/0! | #DIV/0! | #DIV/0! | #DIV/0! | #DIV/0! | #DIV/0! | #DIV/0! | #DIV/0! | #DIV/0! | #DIV/0! | #DIV/0! | #DIV/0! | #DIV/0! | #DIV/0! | #DIV/0! | #DIV/0! | #DIV/0! | #DIV/0! | #DIV/0! | #DIV/0! | #DIV/0! | #DIV/0! | #DIV/0! | #DIV/0! | #DIV/0! | #DIV/0! | #DIV/0! | #DIV/0! | #DIV/0! | #DIV/0! | #DIV/0! | #DIV/0! | #DIV/0! | #DIV/0! | #DIV/0! | #DIV/0! | #DIV/0! | #DIV/0! | #DIV/0! | #DIV/0! | #DIV/0! | #DIV/0! | #DIV/0! | #DIV/0! | #DIV/0! | #DIV/0! | #DIV/0! | #DIV/0! | #DIV/0! | #DIV/0! | #DIV/0! | #DIV/0! | #DIV/0! | #DIV/0! | #DIV/0! | #DIV/0! | #DIV/0! | #DIV/0! | #DIV/0!
| median |  | #VALUE! | #VALUE! | #VALUE! | #VALUE! | #VALUE! | #VALUE! | #VALUE! | #VALUE! | #VALUE! | #VALUE! | #VALUE! | #VALUE! | #VALUE! | #VALUE! | #VALUE! | #VALUE! | #VALUE! | #VALUE! | #VALUE! | #VALUE! | #VALUE! | #VALUE! | #VALUE! | #VALUE! | #VALUE! | #VALUE! | #VALUE! | #VALUE! | #VALUE! | #VALUE! | #VALUE! | #VALUE! | #VALUE! | #VALUE! | #VALUE! | #VALUE! | #VALUE! | #VALUE! | #VALUE! | #VALUE! | #VALUE! | #VALUE! | #VALUE! | #VALUE! | #VALUE! | #VALUE! | #VALUE! | #VALUE! | #VALUE! | #VALUE! | #VALUE! | #VALUE! | #VALUE! | #VALUE! | #VALUE! | #VALUE! | #VALUE! | #VALUE! | #VALUE! | #VALUE! | #VALUE! | #VALUE! | #VALUE! | #VALUE! | #VALUE! | #VALUE! | #VALUE! | #VALUE! | #VALUE! | #VALUE! | #VALUE! | #VALUE! | #VALUE! | #VALUE! | #VALUE! | #VALUE! | #VALUE! | #VALUE! | #VALUE! | #VALUE! | #VALUE! | #VALUE! | #VALUE! | #VALUE! | #VALUE! | #VALUE! | #VALUE! | #VALUE! | #VALUE! | #VALUE! | #VALUE! | #VALUE! | #VALUE! | #VALUE! | #VALUE! | #VALUE! | #VALUE! | #VALUE! | #VALUE! | #VALUE! | #VALUE! | #VALUE! | #VALUE! | #VALUE! | #VALUE! | #VALUE! | #VALUE! | #VALUE! | #VALUE! | #VALUE! | #VALUE!
| 10th |  | #VALUE! | #VALUE! | #VALUE! | #VALUE! | #VALUE! | #VALUE! | #VALUE! | #VALUE! | #VALUE! | #VALUE! | #VALUE! | #VALUE! | #VALUE! | #VALUE! | #VALUE! | #VALUE! | #VALUE! | #VALUE! | #VALUE! | #VALUE! | #VALUE! | #VALUE! | #VALUE! | #VALUE! | #VALUE! | #VALUE! | #VALUE! | #VALUE! | #VALUE! | #VALUE! | #VALUE! | #VALUE! | #VALUE! | #VALUE! | #VALUE! | #VALUE! | #VALUE! | #VALUE! | #VALUE! | #VALUE! | #VALUE! | #VALUE! | #VALUE! | #VALUE! | #VALUE! | #VALUE! | #VALUE! | #VALUE! | #VALUE! | #VALUE! | #VALUE! | #VALUE! | #VALUE! | #VALUE! | #VALUE! | #VALUE! | #VALUE! | #VALUE! | #VALUE! | #VALUE! | #VALUE! | #VALUE! | #VALUE! | #VALUE! | #VALUE! | #VALUE! | #VALUE! | #VALUE! | #VALUE! | #VALUE! | #VALUE! | #VALUE! | #VALUE! | #VALUE! | #VALUE! | #VALUE! | #VALUE! | #VALUE! | #VALUE! | #VALUE! | #VALUE! | #VALUE! | #VALUE! | #VALUE! | #VALUE! | #VALUE! | #VALUE! | #VALUE! | #VALUE! | #VALUE! | #VALUE! | #VALUE! | #VALUE! | #VALUE! | #VALUE! | #VALUE! | #VALUE! | #VALUE! | #VALUE! | #VALUE! | #VALUE! | #VALUE! | #VALUE! | #VALUE! | #VALUE! | #VALUE! | #VALUE! | #VALUE! | #VALUE! | #VALUE! | #VALUE!
| 25th |  | #VALUE! | #VALUE! | #VALUE! | #VALUE! | #VALUE! | #VALUE! | #VALUE! | #VALUE! | #VALUE! | #VALUE! | #VALUE! | #VALUE! | #VALUE! | #VALUE! | #VALUE! | #VALUE! | #VALUE! | #VALUE! | #VALUE! | #VALUE! | #VALUE! | #VALUE! | #VALUE! | #VALUE! | #VALUE! | #VALUE! | #VALUE! | #VALUE! | #VALUE! | #VALUE! | #VALUE! | #VALUE! | #VALUE! | #VALUE! | #VALUE! | #VALUE! | #VALUE! | #VALUE! | #VALUE! | #VALUE! | #VALUE! | #VALUE! | #VALUE! | #VALUE! | #VALUE! | #VALUE! | #VALUE! | #VALUE! | #VALUE! | #VALUE! | #VALUE! | #VALUE! | #VALUE! | #VALUE! | #VALUE! | #VALUE! | #VALUE! | #VALUE! | #VALUE! | #VALUE! | #VALUE! | #VALUE! | #VALUE! | #VALUE! | #VALUE! | #VALUE! | #VALUE! | #VALUE! | #VALUE! | #VALUE! | #VALUE! | #VALUE! | #VALUE! | #VALUE! | #VALUE! | #VALUE! | #VALUE! | #VALUE! | #VALUE! | #VALUE! | #VALUE! | #VALUE! | #VALUE! | #VALUE! | #VALUE! | #VALUE! | #VALUE! | #VALUE! | #VALUE! | #VALUE! | #VALUE! | #VALUE! | #VALUE! | #VALUE! | #VALUE! | #VALUE! | #VALUE! | #VALUE! | #VALUE! | #VALUE! | #VALUE! | #VALUE! | #VALUE! | #VALUE! | #VALUE! | #VALUE! | #VALUE! | #VALUE! | #VALUE! | #VALUE! | #VALUE!
| 75th |  | #VALUE! | #VALUE! | #VALUE! | #VALUE! | #VALUE! | #VALUE! | #VALUE! | #VALUE! | #VALUE! | #VALUE! | #VALUE! | #VALUE! | #VALUE! | #VALUE! | #VALUE! | #VALUE! | #VALUE! | #VALUE! | #VALUE! | #VALUE! | #VALUE! | #VALUE! | #VALUE! | #VALUE! | #VALUE! | #VALUE! | #VALUE! | #VALUE! | #VALUE! | #VALUE! | #VALUE! | #VALUE! | #VALUE! | #VALUE! | #VALUE! | #VALUE! | #VALUE! | #VALUE! | #VALUE! | #VALUE! | #VALUE! | #VALUE! | #VALUE! | #VALUE! | #VALUE! | #VALUE! | #VALUE! | #VALUE! | #VALUE! | #VALUE! | #VALUE! | #VALUE! | #VALUE! | #VALUE! | #VALUE! | #VALUE! | #VALUE! | #VALUE! | #VALUE! | #VALUE! | #VALUE! | #VALUE! | #VALUE! | #VALUE! | #VALUE! | #VALUE! | #VALUE! | #VALUE! | #VALUE! | #VALUE! | #VALUE! | #VALUE! | #VALUE! | #VALUE! | #VALUE! | #VALUE! | #VALUE! | #VALUE! | #VALUE! | #VALUE! | #VALUE! | #VALUE! | #VALUE! | #VALUE! | #VALUE! | #VALUE! | #VALUE! | #VALUE! | #VALUE! | #VALUE! | #VALUE! | #VALUE! | #VALUE! | #VALUE! | #VALUE! | #VALUE! | #VALUE! | #VALUE! | #VALUE! | #VALUE! | #VALUE! | #VALUE! | #VALUE! | #VALUE! | #VALUE! | #VALUE! | #VALUE! | #VALUE! | #VALUE! | #VALUE! | #VALUE!
| 90th |  | #VALUE! | #VALUE! | #VALUE! | #VALUE! | #VALUE! | #VALUE! | #VALUE! | #VALUE! | #VALUE! | #VALUE! | #VALUE! | #VALUE! | #VALUE! | #VALUE! | #VALUE! | #VALUE! | #VALUE! | #VALUE! | #VALUE! | #VALUE! | #VALUE! | #VALUE! | #VALUE! | #VALUE! | #VALUE! | #VALUE! | #VALUE! | #VALUE! | #VALUE! | #VALUE! | #VALUE! | #VALUE! | #VALUE! | #VALUE! | #VALUE! | #VALUE! | #VALUE! | #VALUE! | #VALUE! | #VALUE! | #VALUE! | #VALUE! | #VALUE! | #VALUE! | #VALUE! | #VALUE! | #VALUE! | #VALUE! | #VALUE! | #VALUE! | #VALUE! | #VALUE! | #VALUE! | #VALUE! | #VALUE! | #VALUE! | #VALUE! | #VALUE! | #VALUE! | #VALUE! | #VALUE! | #VALUE! | #VALUE! | #VALUE! | #VALUE! | #VALUE! | #VALUE! | #VALUE! | #VALUE! | #VALUE! | #VALUE! | #VALUE! | #VALUE! | #VALUE! | #VALUE! | #VALUE! | #VALUE! | #VALUE! | #VALUE! | #VALUE! | #VALUE! | #VALUE! | #VALUE! | #VALUE! | #VALUE! | #VALUE! | #VALUE! | #VALUE! | #VALUE! | #VALUE! | #VALUE! | #VALUE! | #VALUE! | #VALUE! | #VALUE! | #VALUE! | #VALUE! | #VALUE! | #VALUE! | #VALUE! | #VALUE! | #VALUE! | #VALUE! | #VALUE! | #VALUE! | #VALUE! | #VALUE! | #VALUE! | #VALUE! | #VALUE! | #VALUE!
10 YEAR GC RELEASE | avg | [10 empty] | #DIV/0! | #DIV/0! | #DIV/0! | #DIV/0! | #DIV/0! | #DIV/0! | #DIV/0! | #DIV/0! | #DIV/0! | #DIV/0! | #DIV/0! | #DIV/0! | #DIV/0! | #DIV/0! | #DIV/0! | #DIV/0! | #DIV/0! | #DIV/0! | #DIV/0! | #DIV/0! | #DIV/0! | #DIV/0! | #DIV/0! | #DIV/0! | #DIV/0! | #DIV/0! | #DIV/0! | #DIV/0! | #DIV/0! | #DIV/0! | #DIV/0! | #DIV/0! | #DIV/0! | #DIV/0! | #DIV/0! | #DIV/0! | #DIV/0! | #DIV/0! | #DIV/0! | #DIV/0! | #DIV/0! | #DIV/0! | #DIV/0! | #DIV/0! | #DIV/0! | #DIV/0! | #DIV/0! | #DIV/0! | #DIV/0! | #DIV/0! | #DIV/0! | #DIV/0! | #DIV/0! | #DIV/0! | #DIV/0! | #DIV/0! | #DIV/0! | #DIV/0! | #DIV/0! | #DIV/0! | #DIV/0! | #DIV/0! | #DIV/0! | #DIV/0! | #DIV/0! | #DIV/0! | #DIV/0! | #DIV/0! | #DIV/0! | #DIV/0! | #DIV/0! | #DIV/0! | #DIV/0! | #DIV/0! | #DIV/0! | #DIV/0! | #DIV/0! | #DIV/0! | #DIV/0! | #DIV/0! | #DIV/0! | #DIV/0! | #DIV/0! | #DIV/0! | #DIV/0! | #DIV/0! | #DIV/0! | #DIV/0! | #DIV/0! | #DIV/0! | #DIV/0! | #DIV/0! | #DIV/0! | #DIV/0! | #DIV/0! | #DIV/0! | #DIV/0! | #DIV/0! | #DIV/0! | #DIV/0! | #DIV/0! | #DIV/0!
| median | [10 empty] | #VALUE! | #VALUE! | #VALUE! | #VALUE! | #VALUE! | #VALUE! | #VALUE! | #VALUE! | #VALUE! | #VALUE! | #VALUE! | #VALUE! | #VALUE! | #VALUE! | #VALUE! | #VALUE! | #VALUE! | #VALUE! | #VALUE! | #VALUE! | #VALUE! | #VALUE! | #VALUE! | #VALUE! | #VALUE! | #VALUE! | #VALUE! | #VALUE! | #VALUE! | #VALUE! | #VALUE! | #VALUE! | #VALUE! | #VALUE! | #VALUE! | #VALUE! | #VALUE! | #VALUE! | #VALUE! | #VALUE! | #VALUE! | #VALUE! | #VALUE! | #VALUE! | #VALUE! | #VALUE! | #VALUE! | #VALUE! | #VALUE! | #VALUE! | #VALUE! | #VALUE! | #VALUE! | #VALUE! | #VALUE! | #VALUE! | #VALUE! | #VALUE! | #VALUE! | #VALUE! | #VALUE! | #VALUE! | #VALUE! | #VALUE! | #VALUE! | #VALUE! | #VALUE! | #VALUE! | #VALUE! | #VALUE! | #VALUE! | #VALUE! | #VALUE! | #VALUE! | #VALUE! | #VALUE! | #VALUE! | #VALUE! | #VALUE! | #VALUE! | #VALUE! | #VALUE! | #VALUE! | #VALUE! | #VALUE! | #VALUE! | #VALUE! | #VALUE! | #VALUE! | #VALUE! | #VALUE! | #VALUE! | #VALUE! | #VALUE! | #VALUE! | #VALUE! | #VALUE! | #VALUE! | #VALUE! | #VALUE! | #VALUE! | #VALUE!
| 10th | [10 empty] | #VALUE! | #VALUE! | #VALUE! | #VALUE! | #VALUE! | #VALUE! | #VALUE! | #VALUE! | #VALUE! | #VALUE! | #VALUE! | #VALUE! | #VALUE! | #VALUE! | #VALUE! | #VALUE! | #VALUE! | #VALUE! | #VALUE! | #VALUE! | #VALUE! | #VALUE! | #VALUE! | #VALUE! | #VALUE! | #VALUE! | #VALUE! | #VALUE! | #VALUE! | #VALUE! | #VALUE! | #VALUE! | #VALUE! | #VALUE! | #VALUE! | #VALUE! | #VALUE! | #VALUE! | #VALUE! | #VALUE! | #VALUE! | #VALUE! | #VALUE! | #VALUE! | #VALUE! | #VALUE! | #VALUE! | #VALUE! | #VALUE! | #VALUE! | #VALUE! | #VALUE! | #VALUE! | #VALUE! | #VALUE! | #VALUE! | #VALUE! | #VALUE! | #VALUE! | #VALUE! | #VALUE! | #VALUE! | #VALUE! | #VALUE! | #VALUE! | #VALUE! | #VALUE! | #VALUE! | #VALUE! | #VALUE! | #VALUE! | #VALUE! | #VALUE! | #VALUE! | #VALUE! | #VALUE! | #VALUE! | #VALUE! | #VALUE! | #VALUE! | #VALUE! | #VALUE! | #VALUE! | #VALUE! | #VALUE! | #VALUE! | #VALUE! | #VALUE! | #VALUE! | #VALUE! | #VALUE! | #VALUE! | #VALUE! | #VALUE! | #VALUE! | #VALUE! | #VALUE! | #VALUE! | #VALUE! | #VALUE! | #VALUE! | #VALUE!
| 25th | [10 empty] | #VALUE! | #VALUE! | #VALUE! | #VALUE! | #VALUE! | #VALUE! | #VALUE! | #VALUE! | #VALUE! | #VALUE! | #VALUE! | #VALUE! | #VALUE! | #VALUE! | #VALUE! | #VALUE! | #VALUE! | #VALUE! | #VALUE! | #VALUE! | #VALUE! | #VALUE! | #VALUE! | #VALUE! | #VALUE! | #VALUE! | #VALUE! | #VALUE! | #VALUE! | #VALUE! | #VALUE! | #VALUE! | #VALUE! | #VALUE! | #VALUE! | #VALUE! | #VALUE! | #VALUE! | #VALUE! | #VALUE! | #VALUE! | #VALUE! | #VALUE! | #VALUE! | #VALUE! | #VALUE! | #VALUE! | #VALUE! | #VALUE! | #VALUE! | #VALUE! | #VALUE! | #VALUE! | #VALUE! | #VALUE! | #VALUE! | #VALUE! | #VALUE! | #VALUE! | #VALUE! | #VALUE! | #VALUE! | #VALUE! | #VALUE! | #VALUE! | #VALUE! | #VALUE! | #VALUE! | #VALUE! | #VALUE! | #VALUE! | #VALUE! | #VALUE! | #VALUE! | #VALUE! | #VALUE! | #VALUE! | #VALUE! | #VALUE! | #VALUE! | #VALUE! | #VALUE! | #VALUE! | #VALUE! | #VALUE! | #VALUE! | #VALUE! | #VALUE! | #VALUE! | #VALUE! | #VALUE! | #VALUE! | #VALUE! | #VALUE! | #VALUE! | #VALUE! | #VALUE! | #VALUE! | #VALUE! | #VALUE! | #VALUE! | #VALUE!
| 75th | [10 empty] | #VALUE! | #VALUE! | #VALUE! | #VALUE! | #VALUE! | #VALUE! | #VALUE! | #VALUE! | #VALUE! | #VALUE! | #VALUE! | #VALUE! | #VALUE! | #VALUE! | #VALUE! | #VALUE! | #VALUE! | #VALUE! | #VALUE! | #VALUE! | #VALUE! | #VALUE! | #VALUE! | #VALUE! | #VALUE! | #VALUE! | #VALUE! | #VALUE! | #VALUE! | #VALUE! | #VALUE! | #VALUE! | #VALUE! | #VALUE! | #VALUE! | #VALUE! | #VALUE! | #VALUE! | #VALUE! | #VALUE! | #VALUE! | #VALUE! | #VALUE! | #VALUE! | #VALUE! | #VALUE! | #VALUE! | #VALUE! | #VALUE! | #VALUE! | #VALUE! | #VALUE! | #VALUE! | #VALUE! | #VALUE! | #VALUE! | #VALUE! | #VALUE! | #VALUE! | #VALUE! | #VALUE! | #VALUE! | #VALUE! | #VALUE! | #VALUE! | #VALUE! | #VALUE! | #VALUE! | #VALUE! | #VALUE! | #VALUE! | #VALUE! | #VALUE! | #VALUE! | #VALUE! | #VALUE! | #VALUE! | #VALUE! | #VALUE! | #VALUE! | #VALUE! | #VALUE! | #VALUE! | #VALUE! | #VALUE! | #VALUE! | #VALUE! | #VALUE! | #VALUE! | #VALUE! | #VALUE! | #VALUE! | #VALUE! | #VALUE! | #VALUE! | #VALUE! | #VALUE! | #VALUE! | #VALUE! | #VALUE! | #VALUE! | #VALUE!
| 90th | [10 empty] | #VALUE! | #VALUE! | #VALUE! | #VALUE! | #VALUE! | #VALUE! | #VALUE! | #VALUE! | #VALUE! | #VALUE! | #VALUE! | #VALUE! | #VALUE! | #VALUE! | #VALUE! | #VALUE! | #VALUE! | #VALUE! | #VALUE! | #VALUE! | #VALUE! | #VALUE! | #VALUE! | #VALUE! | #VALUE! | #VALUE! | #VALUE! | #VALUE! | #VALUE! | #VALUE! | #VALUE! | #VALUE! | #VALUE! | #VALUE! | #VALUE! | #VALUE! | #VALUE! | #VALUE! | #VALUE! | #VALUE! | #VALUE! | #VALUE! | #VALUE! | #VALUE! | #VALUE! | #VALUE! | #VALUE! | #VALUE! | #VALUE! | #VALUE! | #VALUE! | #VALUE! | #VALUE! | #VALUE! | #VALUE! | #VALUE! | #VALUE! | #VALUE! | #VALUE! | #VALUE! | #VALUE! | #VALUE! | #VALUE! | #VALUE! | #VALUE! | #VALUE! | #VALUE! | #VALUE! | #VALUE! | #VALUE! | #VALUE! | #VALUE! | #VALUE! | #VALUE! | #VALUE! | #VALUE! | #VALUE! | #VALUE! | #VALUE! | #VALUE! | #VALUE! | #VALUE! | #VALUE! | #VALUE! | #VALUE! | #VALUE! | #VALUE! | #VALUE! | #VALUE! | #VALUE! | #VALUE! | #VALUE! | #VALUE! | #VALUE! | #VALUE! | #VALUE! | #VALUE! | #VALUE! | #VALUE! | #VALUE! | #VALUE! | #VALUE!
MEAD STORAGE | avg |  | #DIV/0! | #DIV/0! | #DIV/0! | #DIV/0! | #DIV/0! | #DIV/0! | #DIV/0! | #DIV/0! | #DIV/0! | #DIV/0! | #DIV/0! | #DIV/0! | #DIV/0! | #DIV/0! | #DIV/0! | #DIV/0! | #DIV/0! | #DIV/0! | #DIV/0! | #DIV/0! | #DIV/0! | #DIV/0! | #DIV/0! | #DIV/0! | #DIV/0! | #DIV/0! | #DIV/0! | #DIV/0! | #DIV/0! | #DIV/0! | #DIV/0! | #DIV/0! | #DIV/0! | #DIV/0! | #DIV/0! | #DIV/0! | #DIV/0! | #DIV/0! | #DIV/0! | #DIV/0! | #DIV/0! | #DIV/0! | #DIV/0! | #DIV/0! | #DIV/0! | #DIV/0! | #DIV/0! | #DIV/0! | #DIV/0! | #DIV/0! | #DIV/0! | #DIV/0! | #DIV/0! | #DIV/0! | #DIV/0! | #DIV/0! | #DIV/0! | #DIV/0! | #DIV/0! | #DIV/0! | #DIV/0! | #DIV/0! | #DIV/0! | #DIV/0! | #DIV/0! | #DIV/0! | #DIV/0! | #DIV/0! | #DIV/0! | #DIV/0! | #DIV/0! | #DIV/0! | #DIV/0! | #DIV/0! | #DIV/0! | #DIV/0! | #DIV/0! | #DIV/0! | #DIV/0! | #DIV/0! | #DIV/0! | #DIV/0! | #DIV/0! | #DIV/0! | #DIV/0! | #DIV/0! | #DIV/0! | #DIV/0! | #DIV/0! | #DIV/0! | #DIV/0! | #DIV/0! | #DIV/0! | #DIV/0! | #DIV/0! | #DIV/0! | #DIV/0! | #DIV/0! | #DIV/0! | #DIV/0! | #DIV/0! | #DIV/0! | #DIV/0! | #DIV/0! | #DIV/0! | #DIV/0! | #DIV/0! | #DIV/0! | #DIV/0! | #DIV/0! | #DIV/0!
| median |  | #VALUE! | #VALUE! | #VALUE! | #VALUE! | #VALUE! | #VALUE! | #VALUE! | #VALUE! | #VALUE! | #VALUE! | #VALUE! | #VALUE! | #VALUE! | #VALUE! | #VALUE! | #VALUE! | #VALUE! | #VALUE! | #VALUE! | #VALUE! | #VALUE! | #VALUE! | #VALUE! | #VALUE! | #VALUE! | #VALUE! | #VALUE! | #VALUE! | #VALUE! | #VALUE! | #VALUE! | #VALUE! | #VALUE! | #VALUE! | #VALUE! | #VALUE! | #VALUE! | #VALUE! | #VALUE! | #VALUE! | #VALUE! | #VALUE! | #VALUE! | #VALUE! | #VALUE! | #VALUE! | #VALUE! | #VALUE! | #VALUE! | #VALUE! | #VALUE! | #VALUE! | #VALUE! | #VALUE! | #VALUE! | #VALUE! | #VALUE! | #VALUE! | #VALUE! | #VALUE! | #VALUE! | #VALUE! | #VALUE! | #VALUE! | #VALUE! | #VALUE! | #VALUE! | #VALUE! | #VALUE! | #VALUE! | #VALUE! | #VALUE! | #VALUE! | #VALUE! | #VALUE! | #VALUE! | #VALUE! | #VALUE! | #VALUE! | #VALUE! | #VALUE! | #VALUE! | #VALUE! | #VALUE! | #VALUE! | #VALUE! | #VALUE! | #VALUE! | #VALUE! | #VALUE! | #VALUE! | #VALUE! | #VALUE! | #VALUE! | #VALUE! | #VALUE! | #VALUE! | #VALUE! | #VALUE! | #VALUE! | #VALUE! | #VALUE! | #VALUE! | #VALUE! | #VALUE! | #VALUE! | #VALUE! | #VALUE! | #VALUE! | #VALUE! | #VALUE!
| 10th |  | #VALUE! | #VALUE! | #VALUE! | #VALUE! | #VALUE! | #VALUE! | #VALUE! | #VALUE! | #VALUE! | #VALUE! | #VALUE! | #VALUE! | #VALUE! | #VALUE! | #VALUE! | #VALUE! | #VALUE! | #VALUE! | #VALUE! | #VALUE! | #VALUE! | #VALUE! | #VALUE! | #VALUE! | #VALUE! | #VALUE! | #VALUE! | #VALUE! | #VALUE! | #VALUE! | #VALUE! | #VALUE! | #VALUE! | #VALUE! | #VALUE! | #VALUE! | #VALUE! | #VALUE! | #VALUE! | #VALUE! | #VALUE! | #VALUE! | #VALUE! | #VALUE! | #VALUE! | #VALUE! | #VALUE! | #VALUE! | #VALUE! | #VALUE! | #VALUE! | #VALUE! | #VALUE! | #VALUE! | #VALUE! | #VALUE! | #VALUE! | #VALUE! | #VALUE! | #VALUE! | #VALUE! | #VALUE! | #VALUE! | #VALUE! | #VALUE! | #VALUE! | #VALUE! | #VALUE! | #VALUE! | #VALUE! | #VALUE! | #VALUE! | #VALUE! | #VALUE! | #VALUE! | #VALUE! | #VALUE! | #VALUE! | #VALUE! | #VALUE! | #VALUE! | #VALUE! | #VALUE! | #VALUE! | #VALUE! | #VALUE! | #VALUE! | #VALUE! | #VALUE! | #VALUE! | #VALUE! | #VALUE! | #VALUE! | #VALUE! | #VALUE! | #VALUE! | #VALUE! | #VALUE! | #VALUE! | #VALUE! | #VALUE! | #VALUE! | #VALUE! | #VALUE! | #VALUE! | #VALUE! | #VALUE! | #VALUE! | #VALUE! | #VALUE! | #VALUE!
| 25th |  | #VALUE! | #VALUE! | #VALUE! | #VALUE! | #VALUE! | #VALUE! | #VALUE! | #VALUE! | #VALUE! | #VALUE! | #VALUE! | #VALUE! | #VALUE! | #VALUE! | #VALUE! | #VALUE! | #VALUE! | #VALUE! | #VALUE! | #VALUE! | #VALUE! | #VALUE! | #VALUE! | #VALUE! | #VALUE! | #VALUE! | #VALUE! | #VALUE! | #VALUE! | #VALUE! | #VALUE! | #VALUE! | #VALUE! | #VALUE! | #VALUE! | #VALUE! | #VALUE! | #VALUE! | #VALUE! | #VALUE! | #VALUE! | #VALUE! | #VALUE! | #VALUE! | #VALUE! | #VALUE! | #VALUE! | #VALUE! | #VALUE! | #VALUE! | #VALUE! | #VALUE! | #VALUE! | #VALUE! | #VALUE! | #VALUE! | #VALUE! | #VALUE! | #VALUE! | #VALUE! | #VALUE! | #VALUE! | #VALUE! | #VALUE! | #VALUE! | #VALUE! | #VALUE! | #VALUE! | #VALUE! | #VALUE! | #VALUE! | #VALUE! | #VALUE! | #VALUE! | #VALUE! | #VALUE! | #VALUE! | #VALUE! | #VALUE! | #VALUE! | #VALUE! | #VALUE! | #VALUE! | #VALUE! | #VALUE! | #VALUE! | #VALUE! | #VALUE! | #VALUE! | #VALUE! | #VALUE! | #VALUE! | #VALUE! | #VALUE! | #VALUE! | #VALUE! | #VALUE! | #VALUE! | #VALUE! | #VALUE! | #VALUE! | #VALUE! | #VALUE! | #VALUE! | #VALUE! | #VALUE! | #VALUE! | #VALUE! | #VALUE! | #VALUE! | #VALUE!
| 75th |  | #VALUE! | #VALUE! | #VALUE! | #VALUE! | #VALUE! | #VALUE! | #VALUE! | #VALUE! | #VALUE! | #VALUE! | #VALUE! | #VALUE! | #VALUE! | #VALUE! | #VALUE! | #VALUE! | #VALUE! | #VALUE! | #VALUE! | #VALUE! | #VALUE! | #VALUE! | #VALUE! | #VALUE! | #VALUE! | #VALUE! | #VALUE! | #VALUE! | #VALUE! | #VALUE! | #VALUE! | #VALUE! | #VALUE! | #VALUE! | #VALUE! | #VALUE! | #VALUE! | #VALUE! | #VALUE! | #VALUE! | #VALUE! | #VALUE! | #VALUE! | #VALUE! | #VALUE! | #VALUE! | #VALUE! | #VALUE! | #VALUE! | #VALUE! | #VALUE! | #VALUE! | #VALUE! | #VALUE! | #VALUE! | #VALUE! | #VALUE! | #VALUE! | #VALUE! | #VALUE! | #VALUE! | #VALUE! | #VALUE! | #VALUE! | #VALUE! | #VALUE! | #VALUE! | #VALUE! | #VALUE! | #VALUE! | #VALUE! | #VALUE! | #VALUE! | #VALUE! | #VALUE! | #VALUE! | #VALUE! | #VALUE! | #VALUE! | #VALUE! | #VALUE! | #VALUE! | #VALUE! | #VALUE! | #VALUE! | #VALUE! | #VALUE! | #VALUE! | #VALUE! | #VALUE! | #VALUE! | #VALUE! | #VALUE! | #VALUE! | #VALUE! | #VALUE! | #VALUE! | #VALUE! | #VALUE! | #VALUE! | #VALUE! | #VALUE! | #VALUE! | #VALUE! | #VALUE! | #VALUE! | #VALUE! | #VALUE! | #VALUE! | #VALUE! | #VALUE!
| 90th |  | #VALUE! | #VALUE! | #VALUE! | #VALUE! | #VALUE! | #VALUE! | #VALUE! | #VALUE! | #VALUE! | #VALUE! | #VALUE! | #VALUE! | #VALUE! | #VALUE! | #VALUE! | #VALUE! | #VALUE! | #VALUE! | #VALUE! | #VALUE! | #VALUE! | #VALUE! | #VALUE! | #VALUE! | #VALUE! | #VALUE! | #VALUE! | #VALUE! | #VALUE! | #VALUE! | #VALUE! | #VALUE! | #VALUE! | #VALUE! | #VALUE! | #VALUE! | #VALUE! | #VALUE! | #VALUE! | #VALUE! | #VALUE! | #VALUE! | #VALUE! | #VALUE! | #VALUE! | #VALUE! | #VALUE! | #VALUE! | #VALUE! | #VALUE! | #VALUE! | #VALUE! | #VALUE! | #VALUE! | #VALUE! | #VALUE! | #VALUE! | #VALUE! | #VALUE! | #VALUE! | #VALUE! | #VALUE! | #VALUE! | #VALUE! | #VALUE! | #VALUE! | #VALUE! | #VALUE! | #VALUE! | #VALUE! | #VALUE! | #VALUE! | #VALUE! | #VALUE! | #VALUE! | #VALUE! | #VALUE! | #VALUE! | #VALUE! | #VALUE! | #VALUE! | #VALUE! | #VALUE! | #VALUE! | #VALUE! | #VALUE! | #VALUE! | #VALUE! | #VALUE! | #VALUE! | #VALUE! | #VALUE! | #VALUE! | #VALUE! | #VALUE! | #VALUE! | #VALUE! | #VALUE! | #VALUE! | #VALUE! | #VALUE! | #VALUE! | #VALUE! | #VALUE! | #VALUE! | #VALUE! | #VALUE! | #VALUE! | #VALUE! | #VALUE! | #VALUE!
| % > 20 |  | 0 | 0 | 0 | 0 | 0 | 0 | 0 | 0 | 0 | 0 | 0 | 0 | 0 | 0 | 0 | 0 | 0 | 0 | 0 | 0 | 0 | 0 | 0 | 0 | 0 | 0 | 0 | 0 | 0 | 0 | 0 | 0 | 0 | 0 | 0 | 0 | 0 | 0 | 0 | 0 | 0 | 0 | 0 | 0 | 0 | 0 | 0 | 0 | 0 | 0 | 0 | 0 | 0 | 0 | 0 | 0 | 0 | 0 | 0 | 0 | 0 | 0 | 0 | 0 | 0 | 0 | 0 | 0 | 0 | 0 | 0 | 0 | 0 | 0 | 0 | 0 | 0 | 0 | 0 | 0 | 0 | 0 | 0 | 0 | 0 | 0 | 0 | 0 | 0 | 0 | 0 | 0 | 0 | 0 | 0 | 0 | 0 | 0 | 0 | 0 | 0 | 0 | 0 | 0 | 0 | 0 | 0 | 0 | 0 | 0 | 0
| % > 22 |  | 0 | 0 | 0 | 0 | 0 | 0 | 0 | 0 | 0 | 0 | 0 | 0 | 0 | 0 | 0 | 0 | 0 | 0 | 0 | 0 | 0 | 0 | 0 | 0 | 0 | 0 | 0 | 0 | 0 | 0 | 0 | 0 | 0 | 0 | 0 | 0 | 0 | 0 | 0 | 0 | 0 | 0 | 0 | 0 | 0 | 0 | 0 | 0 | 0 | 0 | 0 | 0 | 0 | 0 | 0 | 0 | 0 | 0 | 0 | 0 | 0 | 0 | 0 | 0 | 0 | 0 | 0 | 0 | 0 | 0 | 0 | 0 | 0 | 0 | 0 | 0 | 0 | 0 | 0 | 0 | 0 | 0 | 0 | 0 | 0 | 0 | 0 | 0 | 0 | 0 | 0 | 0 | 0 | 0 | 0 | 0 | 0 | 0 | 0 | 0 | 0 | 0 | 0 | 0 | 0 | 0 | 0 | 0 | 0 | 0 | 0
| % > 24 |  | 0 | 0 | 0 | 0 | 0 | 0 | 0 | 0 | 0 | 0 | 0 | 0 | 0 | 0 | 0 | 0 | 0 | 0 | 0 | 0 | 0 | 0 | 0 | 0 | 0 | 0 | 0 | 0 | 0 | 0 | 0 | 0 | 0 | 0 | 0 | 0 | 0 | 0 | 0 | 0 | 0 | 0 | 0 | 0 | 0 | 0 | 0 | 0 | 0 | 0 | 0 | 0 | 0 | 0 | 0 | 0 | 0 | 0 | 0 | 0 | 0 | 0 | 0 | 0 | 0 | 0 | 0 | 0 | 0 | 0 | 0 | 0 | 0 | 0 | 0 | 0 | 0 | 0 | 0 | 0 | 0 | 0 | 0 | 0 | 0 | 0 | 0 | 0 | 0 | 0 | 0 | 0 | 0 | 0 | 0 | 0 | 0 | 0 | 0 | 0 | 0 | 0 | 0 | 0 | 0 | 0 | 0 | 0 | 0 | 0 | 0
| % > 26 |  | 0 | 0 | 0 | 0 | 0 | 0 | 0 | 0 | 0 | 0 | 0 | 0 | 0 | 0 | 0 | 0 | 0 | 0 | 0 | 0 | 0 | 0 | 0 | 0 | 0 | 0 | 0 | 0 | 0 | 0 | 0 | 0 | 0 | 0 | 0 | 0 | 0 | 0 | 0 | 0 | 0 | 0 | 0 | 0 | 0 | 0 | 0 | 0 | 0 | 0 | 0 | 0 | 0 | 0 | 0 | 0 | 0 | 0 | 0 | 0 | 0 | 0 | 0 | 0 | 0 | 0 | 0 | 0 | 0 | 0 | 0 | 0 | 0 | 0 | 0 | 0 | 0 | 0 | 0 | 0 | 0 | 0 | 0 | 0 | 0 | 0 | 0 | 0 | 0 | 0 | 0 | 0 | 0 | 0 | 0 | 0 | 0 | 0 | 0 | 0 | 0 | 0 | 0 | 0 | 0 | 0 | 0 | 0 | 0 | 0 | 0
MEAD ELEVATION | avg |  | #DIV/0! | #DIV/0! | #DIV/0! | #DIV/0! | #DIV/0! | #DIV/0! | #DIV/0! | #DIV/0! | #DIV/0! | #DIV/0! | #DIV/0! | #DIV/0! | #DIV/0! | #DIV/0! | #DIV/0! | #DIV/0! | #DIV/0! | #DIV/0! | #DIV/0! | #DIV/0! | #DIV/0! | #DIV/0! | #DIV/0! | #DIV/0! | #DIV/0! | #DIV/0! | #DIV/0! | #DIV/0! | #DIV/0! | #DIV/0! | #DIV/0! | #DIV/0! | #DIV/0! | #DIV/0! | #DIV/0! | #DIV/0! | #DIV/0! | #DIV/0! | #DIV/0! | #DIV/0! | #DIV/0! | #DIV/0! | #DIV/0! | #DIV/0! | #DIV/0! | #DIV/0! | #DIV/0! | #DIV/0! | #DIV/0! | #DIV/0! | #DIV/0! | #DIV/0! | #DIV/0! | #DIV/0! | #DIV/0! | #DIV/0! | #DIV/0! | #DIV/0! | #DIV/0! | #DIV/0! | #DIV/0! | #DIV/0! | #DIV/0! | #DIV/0! | #DIV/0! | #DIV/0! | #DIV/0! | #DIV/0! | #DIV/0! | #DIV/0! | #DIV/0! | #DIV/0! | #DIV/0! | #DIV/0! | #DIV/0! | #DIV/0! | #DIV/0! | #DIV/0! | #DIV/0! | #DIV/0! | #DIV/0! | #DIV/0! | #DIV/0! | #DIV/0! | #DIV/0! | #DIV/0! | #DIV/0! | #DIV/0! | #DIV/0! | #DIV/0! | #DIV/0! | #DIV/0! | #DIV/0! | #DIV/0! | #DIV/0! | #DIV/0! | #DIV/0! | #DIV/0! | #DIV/0! | #DIV/0! | #DIV/0! | #DIV/0! | #DIV/0! | #DIV/0! | #DIV/0! | #DIV/0! | #DIV/0! | #DIV/0! | #DIV/0! | #DIV/0! | #DIV/0!
| median |  | #VALUE! | #VALUE! | #VALUE! | #VALUE! | #VALUE! | #VALUE! | #VALUE! | #VALUE! | #VALUE! | #VALUE! | #VALUE! | #VALUE! | #VALUE! | #VALUE! | #VALUE! | #VALUE! | #VALUE! | #VALUE! | #VALUE! | #VALUE! | #VALUE! | #VALUE! | #VALUE! | #VALUE! | #VALUE! | #VALUE! | #VALUE! | #VALUE! | #VALUE! | #VALUE! | #VALUE! | #VALUE! | #VALUE! | #VALUE! | #VALUE! | #VALUE! | #VALUE! | #VALUE! | #VALUE! | #VALUE! | #VALUE! | #VALUE! | #VALUE! | #VALUE! | #VALUE! | #VALUE! | #VALUE! | #VALUE! | #VALUE! | #VALUE! | #VALUE! | #VALUE! | #VALUE! | #VALUE! | #VALUE! | #VALUE! | #VALUE! | #VALUE! | #VALUE! | #VALUE! | #VALUE! | #VALUE! | #VALUE! | #VALUE! | #VALUE! | #VALUE! | #VALUE! | #VALUE! | #VALUE! | #VALUE! | #VALUE! | #VALUE! | #VALUE! | #VALUE! | #VALUE! | #VALUE! | #VALUE! | #VALUE! | #VALUE! | #VALUE! | #VALUE! | #VALUE! | #VALUE! | #VALUE! | #VALUE! | #VALUE! | #VALUE! | #VALUE! | #VALUE! | #VALUE! | #VALUE! | #VALUE! | #VALUE! | #VALUE! | #VALUE! | #VALUE! | #VALUE! | #VALUE! | #VALUE! | #VALUE! | #VALUE! | #VALUE! | #VALUE! | #VALUE! | #VALUE! | #VALUE! | #VALUE! | #VALUE! | #VALUE! | #VALUE! | #VALUE!
| 10th |  | #VALUE! | #VALUE! | #VALUE! | #VALUE! | #VALUE! | #VALUE! | #VALUE! | #VALUE! | #VALUE! | #VALUE! | #VALUE! | #VALUE! | #VALUE! | #VALUE! | #VALUE! | #VALUE! | #VALUE! | #VALUE! | #VALUE! | #VALUE! | #VALUE! | #VALUE! | #VALUE! | #VALUE! | #VALUE! | #VALUE! | #VALUE! | #VALUE! | #VALUE! | #VALUE! | #VALUE! | #VALUE! | #VALUE! | #VALUE! | #VALUE! | #VALUE! | #VALUE! | #VALUE! | #VALUE! | #VALUE! | #VALUE! | #VALUE! | #VALUE! | #VALUE! | #VALUE! | #VALUE! | #VALUE! | #VALUE! | #VALUE! | #VALUE! | #VALUE! | #VALUE! | #VALUE! | #VALUE! | #VALUE! | #VALUE! | #VALUE! | #VALUE! | #VALUE! | #VALUE! | #VALUE! | #VALUE! | #VALUE! | #VALUE! | #VALUE! | #VALUE! | #VALUE! | #VALUE! | #VALUE! | #VALUE! | #VALUE! | #VALUE! | #VALUE! | #VALUE! | #VALUE! | #VALUE! | #VALUE! | #VALUE! | #VALUE! | #VALUE! | #VALUE! | #VALUE! | #VALUE! | #VALUE! | #VALUE! | #VALUE! | #VALUE! | #VALUE! | #VALUE! | #VALUE! | #VALUE! | #VALUE! | #VALUE! | #VALUE! | #VALUE! | #VALUE! | #VALUE! | #VALUE! | #VALUE! | #VALUE! | #VALUE! | #VALUE! | #VALUE! | #VALUE! | #VALUE! | #VALUE! | #VALUE! | #VALUE! | #VALUE! | #VALUE! | #VALUE!
| 25th |  | #VALUE! | #VALUE! | #VALUE! | #VALUE! | #VALUE! | #VALUE! | #VALUE! | #VALUE! | #VALUE! | #VALUE! | #VALUE! | #VALUE! | #VALUE! | #VALUE! | #VALUE! | #VALUE! | #VALUE! | #VALUE! | #VALUE! | #VALUE! | #VALUE! | #VALUE! | #VALUE! | #VALUE! | #VALUE! | #VALUE! | #VALUE! | #VALUE! | #VALUE! | #VALUE! | #VALUE! | #VALUE! | #VALUE! | #VALUE! | #VALUE! | #VALUE! | #VALUE! | #VALUE! | #VALUE! | #VALUE! | #VALUE! | #VALUE! | #VALUE! | #VALUE! | #VALUE! | #VALUE! | #VALUE! | #VALUE! | #VALUE! | #VALUE! | #VALUE! | #VALUE! | #VALUE! | #VALUE! | #VALUE! | #VALUE! | #VALUE! | #VALUE! | #VALUE! | #VALUE! | #VALUE! | #VALUE! | #VALUE! | #VALUE! | #VALUE! | #VALUE! | #VALUE! | #VALUE! | #VALUE! | #VALUE! | #VALUE! | #VALUE! | #VALUE! | #VALUE! | #VALUE! | #VALUE! | #VALUE! | #VALUE! | #VALUE! | #VALUE! | #VALUE! | #VALUE! | #VALUE! | #VALUE! | #VALUE! | #VALUE! | #VALUE! | #VALUE! | #VALUE! | #VALUE! | #VALUE! | #VALUE! | #VALUE! | #VALUE! | #VALUE! | #VALUE! | #VALUE! | #VALUE! | #VALUE! | #VALUE! | #VALUE! | #VALUE! | #VALUE! | #VALUE! | #VALUE! | #VALUE! | #VALUE! | #VALUE! | #VALUE! | #VALUE! | #VALUE!
| 75th |  | #VALUE! | #VALUE! | #VALUE! | #VALUE! | #VALUE! | #VALUE! | #VALUE! | #VALUE! | #VALUE! | #VALUE! | #VALUE! | #VALUE! | #VALUE! | #VALUE! | #VALUE! | #VALUE! | #VALUE! | #VALUE! | #VALUE! | #VALUE! | #VALUE! | #VALUE! | #VALUE! | #VALUE! | #VALUE! | #VALUE! | #VALUE! | #VALUE! | #VALUE! | #VALUE! | #VALUE! | #VALUE! | #VALUE! | #VALUE! | #VALUE! | #VALUE! | #VALUE! | #VALUE! | #VALUE! | #VALUE! | #VALUE! | #VALUE! | #VALUE! | #VALUE! | #VALUE! | #VALUE! | #VALUE! | #VALUE! | #VALUE! | #VALUE! | #VALUE! | #VALUE! | #VALUE! | #VALUE! | #VALUE! | #VALUE! | #VALUE! | #VALUE! | #VALUE! | #VALUE! | #VALUE! | #VALUE! | #VALUE! | #VALUE! | #VALUE! | #VALUE! | #VALUE! | #VALUE! | #VALUE! | #VALUE! | #VALUE! | #VALUE! | #VALUE! | #VALUE! | #VALUE! | #VALUE! | #VALUE! | #VALUE! | #VALUE! | #VALUE! | #VALUE! | #VALUE! | #VALUE! | #VALUE! | #VALUE! | #VALUE! | #VALUE! | #VALUE! | #VALUE! | #VALUE! | #VALUE! | #VALUE! | #VALUE! | #VALUE! | #VALUE! | #VALUE! | #VALUE! | #VALUE! | #VALUE! | #VALUE! | #VALUE! | #VALUE! | #VALUE! | #VALUE! | #VALUE! | #VALUE! | #VALUE! | #VALUE! | #VALUE! | #VALUE! | #VALUE!
| 90th |  | #VALUE! | #VALUE! | #VALUE! | #VALUE! | #VALUE! | #VALUE! | #VALUE! | #VALUE! | #VALUE! | #VALUE! | #VALUE! | #VALUE! | #VALUE! | #VALUE! | #VALUE! | #VALUE! | #VALUE! | #VALUE! | #VALUE! | #VALUE! | #VALUE! | #VALUE! | #VALUE! | #VALUE! | #VALUE! | #VALUE! | #VALUE! | #VALUE! | #VALUE! | #VALUE! | #VALUE! | #VALUE! | #VALUE! | #VALUE! | #VALUE! | #VALUE! | #VALUE! | #VALUE! | #VALUE! | #VALUE! | #VALUE! | #VALUE! | #VALUE! | #VALUE! | #VALUE! | #VALUE! | #VALUE! | #VALUE! | #VALUE! | #VALUE! | #VALUE! | #VALUE! | #VALUE! | #VALUE! | #VALUE! | #VALUE! | #VALUE! | #VALUE! | #VALUE! | #VALUE! | #VALUE! | #VALUE! | #VALUE! | #VALUE! | #VALUE! | #VALUE! | #VALUE! | #VALUE! | #VALUE! | #VALUE! | #VALUE! | #VALUE! | #VALUE! | #VALUE! | #VALUE! | #VALUE! | #VALUE! | #VALUE! | #VALUE! | #VALUE! | #VALUE! | #VALUE! | #VALUE! | #VALUE! | #VALUE! | #VALUE! | #VALUE! | #VALUE! | #VALUE! | #VALUE! | #VALUE! | #VALUE! | #VALUE! | #VALUE! | #VALUE! | #VALUE! | #VALUE! | #VALUE! | #VALUE! | #VALUE! | #VALUE! | #VALUE! | #VALUE! | #VALUE! | #VALUE! | #VALUE! | #VALUE! | #VALUE! | #VALUE! | #VALUE! | #VALUE!
MEAD EVAP | avg |  | #DIV/0! | #DIV/0! | #DIV/0! | #DIV/0! | #DIV/0! | #DIV/0! | #DIV/0! | #DIV/0! | #DIV/0! | #DIV/0! | #DIV/0! | #DIV/0! | #DIV/0! | #DIV/0! | #DIV/0! | #DIV/0! | #DIV/0! | #DIV/0! | #DIV/0! | #DIV/0! | #DIV/0! | #DIV/0! | #DIV/0! | #DIV/0! | #DIV/0! | #DIV/0! | #DIV/0! | #DIV/0! | #DIV/0! | #DIV/0! | #DIV/0! | #DIV/0! | #DIV/0! | #DIV/0! | #DIV/0! | #DIV/0! | #DIV/0! | #DIV/0! | #DIV/0! | #DIV/0! | #DIV/0! | #DIV/0! | #DIV/0! | #DIV/0! | #DIV/0! | #DIV/0! | #DIV/0! | #DIV/0! | #DIV/0! | #DIV/0! | #DIV/0! | #DIV/0! | #DIV/0! | #DIV/0! | #DIV/0! | #DIV/0! | #DIV/0! | #DIV/0! | #DIV/0! | #DIV/0! | #DIV/0! | #DIV/0! | #DIV/0! | #DIV/0! | #DIV/0! | #DIV/0! | #DIV/0! | #DIV/0! | #DIV/0! | #DIV/0! | #DIV/0! | #DIV/0! | #DIV/0! | #DIV/0! | #DIV/0! | #DIV/0! | #DIV/0! | #DIV/0! | #DIV/0! | #DIV/0! | #DIV/0! | #DIV/0! | #DIV/0! | #DIV/0! | #DIV/0! | #DIV/0! | #DIV/0! | #DIV/0! | #DIV/0! | #DIV/0! | #DIV/0! | #DIV/0! | #DIV/0! | #DIV/0! | #DIV/0! | #DIV/0! | #DIV/0! | #DIV/0! | #DIV/0! | #DIV/0! | #DIV/0! | #DIV/0! | #DIV/0! | #DIV/0! | #DIV/0! | #DIV/0! | #DIV/0! | #DIV/0! | #DIV/0! | #DIV/0! | #DIV/0!
| median |  | #VALUE! | #VALUE! | #VALUE! | #VALUE! | #VALUE! | #VALUE! | #VALUE! | #VALUE! | #VALUE! | #VALUE! | #VALUE! | #VALUE! | #VALUE! | #VALUE! | #VALUE! | #VALUE! | #VALUE! | #VALUE! | #VALUE! | #VALUE! | #VALUE! | #VALUE! | #VALUE! | #VALUE! | #VALUE! | #VALUE! | #VALUE! | #VALUE! | #VALUE! | #VALUE! | #VALUE! | #VALUE! | #VALUE! | #VALUE! | #VALUE! | #VALUE! | #VALUE! | #VALUE! | #VALUE! | #VALUE! | #VALUE! | #VALUE! | #VALUE! | #VALUE! | #VALUE! | #VALUE! | #VALUE! | #VALUE! | #VALUE! | #VALUE! | #VALUE! | #VALUE! | #VALUE! | #VALUE! | #VALUE! | #VALUE! | #VALUE! | #VALUE! | #VALUE! | #VALUE! | #VALUE! | #VALUE! | #VALUE! | #VALUE! | #VALUE! | #VALUE! | #VALUE! | #VALUE! | #VALUE! | #VALUE! | #VALUE! | #VALUE! | #VALUE! | #VALUE! | #VALUE! | #VALUE! | #VALUE! | #VALUE! | #VALUE! | #VALUE! | #VALUE! | #VALUE! | #VALUE! | #VALUE! | #VALUE! | #VALUE! | #VALUE! | #VALUE! | #VALUE! | #VALUE! | #VALUE! | #VALUE! | #VALUE! | #VALUE! | #VALUE! | #VALUE! | #VALUE! | #VALUE! | #VALUE! | #VALUE! | #VALUE! | #VALUE! | #VALUE! | #VALUE! | #VALUE! | #VALUE! | #VALUE! | #VALUE! | #VALUE! | #VALUE! | #VALUE!
| 10th |  | #VALUE! | #VALUE! | #VALUE! | #VALUE! | #VALUE! | #VALUE! | #VALUE! | #VALUE! | #VALUE! | #VALUE! | #VALUE! | #VALUE! | #VALUE! | #VALUE! | #VALUE! | #VALUE! | #VALUE! | #VALUE! | #VALUE! | #VALUE! | #VALUE! | #VALUE! | #VALUE! | #VALUE! | #VALUE! | #VALUE! | #VALUE! | #VALUE! | #VALUE! | #VALUE! | #VALUE! | #VALUE! | #VALUE! | #VALUE! | #VALUE! | #VALUE! | #VALUE! | #VALUE! | #VALUE! | #VALUE! | #VALUE! | #VALUE! | #VALUE! | #VALUE! | #VALUE! | #VALUE! | #VALUE! | #VALUE! | #VALUE! | #VALUE! | #VALUE! | #VALUE! | #VALUE! | #VALUE! | #VALUE! | #VALUE! | #VALUE! | #VALUE! | #VALUE! | #VALUE! | #VALUE! | #VALUE! | #VALUE! | #VALUE! | #VALUE! | #VALUE! | #VALUE! | #VALUE! | #VALUE! | #VALUE! | #VALUE! | #VALUE! | #VALUE! | #VALUE! | #VALUE! | #VALUE! | #VALUE! | #VALUE! | #VALUE! | #VALUE! | #VALUE! | #VALUE! | #VALUE! | #VALUE! | #VALUE! | #VALUE! | #VALUE! | #VALUE! | #VALUE! | #VALUE! | #VALUE! | #VALUE! | #VALUE! | #VALUE! | #VALUE! | #VALUE! | #VALUE! | #VALUE! | #VALUE! | #VALUE! | #VALUE! | #VALUE! | #VALUE! | #VALUE! | #VALUE! | #VALUE! | #VALUE! | #VALUE! | #VALUE! | #VALUE! | #VALUE!
| 25th |  | #VALUE! | #VALUE! | #VALUE! | #VALUE! | #VALUE! | #VALUE! | #VALUE! | #VALUE! | #VALUE! | #VALUE! | #VALUE! | #VALUE! | #VALUE! | #VALUE! | #VALUE! | #VALUE! | #VALUE! | #VALUE! | #VALUE! | #VALUE! | #VALUE! | #VALUE! | #VALUE! | #VALUE! | #VALUE! | #VALUE! | #VALUE! | #VALUE! | #VALUE! | #VALUE! | #VALUE! | #VALUE! | #VALUE! | #VALUE! | #VALUE! | #VALUE! | #VALUE! | #VALUE! | #VALUE! | #VALUE! | #VALUE! | #VALUE! | #VALUE! | #VALUE! | #VALUE! | #VALUE! | #VALUE! | #VALUE! | #VALUE! | #VALUE! | #VALUE! | #VALUE! | #VALUE! | #VALUE! | #VALUE! | #VALUE! | #VALUE! | #VALUE! | #VALUE! | #VALUE! | #VALUE! | #VALUE! | #VALUE! | #VALUE! | #VALUE! | #VALUE! | #VALUE! | #VALUE! | #VALUE! | #VALUE! | #VALUE! | #VALUE! | #VALUE! | #VALUE! | #VALUE! | #VALUE! | #VALUE! | #VALUE! | #VALUE! | #VALUE! | #VALUE! | #VALUE! | #VALUE! | #VALUE! | #VALUE! | #VALUE! | #VALUE! | #VALUE! | #VALUE! | #VALUE! | #VALUE! | #VALUE! | #VALUE! | #VALUE! | #VALUE! | #VALUE! | #VALUE! | #VALUE! | #VALUE! | #VALUE! | #VALUE! | #VALUE! | #VALUE! | #VALUE! | #VALUE! | #VALUE! | #VALUE! | #VALUE! | #VALUE! | #VALUE! | #VALUE!
| 75th |  | #VALUE! | #VALUE! | #VALUE! | #VALUE! | #VALUE! | #VALUE! | #VALUE! | #VALUE! | #VALUE! | #VALUE! | #VALUE! | #VALUE! | #VALUE! | #VALUE! | #VALUE! | #VALUE! | #VALUE! | #VALUE! | #VALUE! | #VALUE! | #VALUE! | #VALUE! | #VALUE! | #VALUE! | #VALUE! | #VALUE! | #VALUE! | #VALUE! | #VALUE! | #VALUE! | #VALUE! | #VALUE! | #VALUE! | #VALUE! | #VALUE! | #VALUE! | #VALUE! | #VALUE! | #VALUE! | #VALUE! | #VALUE! | #VALUE! | #VALUE! | #VALUE! | #VALUE! | #VALUE! | #VALUE! | #VALUE! | #VALUE! | #VALUE! | #VALUE! | #VALUE! | #VALUE! | #VALUE! | #VALUE! | #VALUE! | #VALUE! | #VALUE! | #VALUE! | #VALUE! | #VALUE! | #VALUE! | #VALUE! | #VALUE! | #VALUE! | #VALUE! | #VALUE! | #VALUE! | #VALUE! | #VALUE! | #VALUE! | #VALUE! | #VALUE! | #VALUE! | #VALUE! | #VALUE! | #VALUE! | #VALUE! | #VALUE! | #VALUE! | #VALUE! | #VALUE! | #VALUE! | #VALUE! | #VALUE! | #VALUE! | #VALUE! | #VALUE! | #VALUE! | #VALUE! | #VALUE! | #VALUE! | #VALUE! | #VALUE! | #VALUE! | #VALUE! | #VALUE! | #VALUE! | #VALUE! | #VALUE! | #VALUE! | #VALUE! | #VALUE! | #VALUE! | #VALUE! | #VALUE! | #VALUE! | #VALUE! | #VALUE! | #VALUE! | #VALUE!
| 90th |  | #VALUE! | #VALUE! | #VALUE! | #VALUE! | #VALUE! | #VALUE! | #VALUE! | #VALUE! | #VALUE! | #VALUE! | #VALUE! | #VALUE! | #VALUE! | #VALUE! | #VALUE! | #VALUE! | #VALUE! | #VALUE! | #VALUE! | #VALUE! | #VALUE! | #VALUE! | #VALUE! | #VALUE! | #VALUE! | #VALUE! | #VALUE! | #VALUE! | #VALUE! | #VALUE! | #VALUE! | #VALUE! | #VALUE! | #VALUE! | #VALUE! | #VALUE! | #VALUE! | #VALUE! | #VALUE! | #VALUE! | #VALUE! | #VALUE! | #VALUE! | #VALUE! | #VALUE! | #VALUE! | #VALUE! | #VALUE! | #VALUE! | #VALUE! | #VALUE! | #VALUE! | #VALUE! | #VALUE! | #VALUE! | #VALUE! | #VALUE! | #VALUE! | #VALUE! | #VALUE! | #VALUE! | #VALUE! | #VALUE! | #VALUE! | #VALUE! | #VALUE! | #VALUE! | #VALUE! | #VALUE! | #VALUE! | #VALUE! | #VALUE! | #VALUE! | #VALUE! | #VALUE! | #VALUE! | #VALUE! | #VALUE! | #VALUE! | #VALUE! | #VALUE! | #VALUE! | #VALUE! | #VALUE! | #VALUE! | #VALUE! | #VALUE! | #VALUE! | #VALUE! | #VALUE! | #VALUE! | #VALUE! | #VALUE! | #VALUE! | #VALUE! | #VALUE! | #VALUE! | #VALUE! | #VALUE! | #VALUE! | #VALUE! | #VALUE! | #VALUE! | #VALUE! | #VALUE! | #VALUE! | #VALUE! | #VALUE! | #VALUE! | #VALUE! | #VALUE!
MEAD RELEASE | avg |  | #DIV/0! | #DIV/0! | #DIV/0! | #DIV/0! | #DIV/0! | #DIV/0! | #DIV/0! | #DIV/0! | #DIV/0! | #DIV/0! | #DIV/0! | #DIV/0! | #DIV/0! | #DIV/0! | #DIV/0! | #DIV/0! | #DIV/0! | #DIV/0! | #DIV/0! | #DIV/0! | #DIV/0! | #DIV/0! | #DIV/0! | #DIV/0! | #DIV/0! | #DIV/0! | #DIV/0! | #DIV/0! | #DIV/0! | #DIV/0! | #DIV/0! | #DIV/0! | #DIV/0! | #DIV/0! | #DIV/0! | #DIV/0! | #DIV/0! | #DIV/0! | #DIV/0! | #DIV/0! | #DIV/0! | #DIV/0! | #DIV/0! | #DIV/0! | #DIV/0! | #DIV/0! | #DIV/0! | #DIV/0! | #DIV/0! | #DIV/0! | #DIV/0! | #DIV/0! | #DIV/0! | #DIV/0! | #DIV/0! | #DIV/0! | #DIV/0! | #DIV/0! | #DIV/0! | #DIV/0! | #DIV/0! | #DIV/0! | #DIV/0! | #DIV/0! | #DIV/0! | #DIV/0! | #DIV/0! | #DIV/0! | #DIV/0! | #DIV/0! | #DIV/0! | #DIV/0! | #DIV/0! | #DIV/0! | #DIV/0! | #DIV/0! | #DIV/0! | #DIV/0! | #DIV/0! | #DIV/0! | #DIV/0! | #DIV/0! | #DIV/0! | #DIV/0! | #DIV/0! | #DIV/0! | #DIV/0! | #DIV/0! | #DIV/0! | #DIV/0! | #DIV/0! | #DIV/0! | #DIV/0! | #DIV/0! | #DIV/0! | #DIV/0! | #DIV/0! | #DIV/0! | #DIV/0! | #DIV/0! | #DIV/0! | #DIV/0! | #DIV/0! | #DIV/0! | #DIV/0! | #DIV/0! | #DIV/0! | #DIV/0! | #DIV/0! | #DIV/0! | #DIV/0!
| median |  | #VALUE! | #VALUE! | #VALUE! | #VALUE! | #VALUE! | #VALUE! | #VALUE! | #VALUE! | #VALUE! | #VALUE! | #VALUE! | #VALUE! | #VALUE! | #VALUE! | #VALUE! | #VALUE! | #VALUE! | #VALUE! | #VALUE! | #VALUE! | #VALUE! | #VALUE! | #VALUE! | #VALUE! | #VALUE! | #VALUE! | #VALUE! | #VALUE! | #VALUE! | #VALUE! | #VALUE! | #VALUE! | #VALUE! | #VALUE! | #VALUE! | #VALUE! | #VALUE! | #VALUE! | #VALUE! | #VALUE! | #VALUE! | #VALUE! | #VALUE! | #VALUE! | #VALUE! | #VALUE! | #VALUE! | #VALUE! | #VALUE! | #VALUE! | #VALUE! | #VALUE! | #VALUE! | #VALUE! | #VALUE! | #VALUE! | #VALUE! | #VALUE! | #VALUE! | #VALUE! | #VALUE! | #VALUE! | #VALUE! | #VALUE! | #VALUE! | #VALUE! | #VALUE! | #VALUE! | #VALUE! | #VALUE! | #VALUE! | #VALUE! | #VALUE! | #VALUE! | #VALUE! | #VALUE! | #VALUE! | #VALUE! | #VALUE! | #VALUE! | #VALUE! | #VALUE! | #VALUE! | #VALUE! | #VALUE! | #VALUE! | #VALUE! | #VALUE! | #VALUE! | #VALUE! | #VALUE! | #VALUE! | #VALUE! | #VALUE! | #VALUE! | #VALUE! | #VALUE! | #VALUE! | #VALUE! | #VALUE! | #VALUE! | #VALUE! | #VALUE! | #VALUE! | #VALUE! | #VALUE! | #VALUE! | #VALUE! | #VALUE! | #VALUE! | #VALUE!
| 10th |  | #VALUE! | #VALUE! | #VALUE! | #VALUE! | #VALUE! | #VALUE! | #VALUE! | #VALUE! | #VALUE! | #VALUE! | #VALUE! | #VALUE! | #VALUE! | #VALUE! | #VALUE! | #VALUE! | #VALUE! | #VALUE! | #VALUE! | #VALUE! | #VALUE! | #VALUE! | #VALUE! | #VALUE! | #VALUE! | #VALUE! | #VALUE! | #VALUE! | #VALUE! | #VALUE! | #VALUE! | #VALUE! | #VALUE! | #VALUE! | #VALUE! | #VALUE! | #VALUE! | #VALUE! | #VALUE! | #VALUE! | #VALUE! | #VALUE! | #VALUE! | #VALUE! | #VALUE! | #VALUE! | #VALUE! | #VALUE! | #VALUE! | #VALUE! | #VALUE! | #VALUE! | #VALUE! | #VALUE! | #VALUE! | #VALUE! | #VALUE! | #VALUE! | #VALUE! | #VALUE! | #VALUE! | #VALUE! | #VALUE! | #VALUE! | #VALUE! | #VALUE! | #VALUE! | #VALUE! | #VALUE! | #VALUE! | #VALUE! | #VALUE! | #VALUE! | #VALUE! | #VALUE! | #VALUE! | #VALUE! | #VALUE! | #VALUE! | #VALUE! | #VALUE! | #VALUE! | #VALUE! | #VALUE! | #VALUE! | #VALUE! | #VALUE! | #VALUE! | #VALUE! | #VALUE! | #VALUE! | #VALUE! | #VALUE! | #VALUE! | #VALUE! | #VALUE! | #VALUE! | #VALUE! | #VALUE! | #VALUE! | #VALUE! | #VALUE! | #VALUE! | #VALUE! | #VALUE! | #VALUE! | #VALUE! | #VALUE! | #VALUE! | #VALUE! | #VALUE!
| 25th |  | #VALUE! | #VALUE! | #VALUE! | #VALUE! | #VALUE! | #VALUE! | #VALUE! | #VALUE! | #VALUE! | #VALUE! | #VALUE! | #VALUE! | #VALUE! | #VALUE! | #VALUE! | #VALUE! | #VALUE! | #VALUE! | #VALUE! | #VALUE! | #VALUE! | #VALUE! | #VALUE! | #VALUE! | #VALUE! | #VALUE! | #VALUE! | #VALUE! | #VALUE! | #VALUE! | #VALUE! | #VALUE! | #VALUE! | #VALUE! | #VALUE! | #VALUE! | #VALUE! | #VALUE! | #VALUE! | #VALUE! | #VALUE! | #VALUE! | #VALUE! | #VALUE! | #VALUE! | #VALUE! | #VALUE! | #VALUE! | #VALUE! | #VALUE! | #VALUE! | #VALUE! | #VALUE! | #VALUE! | #VALUE! | #VALUE! | #VALUE! | #VALUE! | #VALUE! | #VALUE! | #VALUE! | #VALUE! | #VALUE! | #VALUE! | #VALUE! | #VALUE! | #VALUE! | #VALUE! | #VALUE! | #VALUE! | #VALUE! | #VALUE! | #VALUE! | #VALUE! | #VALUE! | #VALUE! | #VALUE! | #VALUE! | #VALUE! | #VALUE! | #VALUE! | #VALUE! | #VALUE! | #VALUE! | #VALUE! | #VALUE! | #VALUE! | #VALUE! | #VALUE! | #VALUE! | #VALUE! | #VALUE! | #VALUE! | #VALUE! | #VALUE! | #VALUE! | #VALUE! | #VALUE! | #VALUE! | #VALUE! | #VALUE! | #VALUE! | #VALUE! | #VALUE! | #VALUE! | #VALUE! | #VALUE! | #VALUE! | #VALUE! | #VALUE! | #VALUE!
| 75th |  | #VALUE! | #VALUE! | #VALUE! | #VALUE! | #VALUE! | #VALUE! | #VALUE! | #VALUE! | #VALUE! | #VALUE! | #VALUE! | #VALUE! | #VALUE! | #VALUE! | #VALUE! | #VALUE! | #VALUE! | #VALUE! | #VALUE! | #VALUE! | #VALUE! | #VALUE! | #VALUE! | #VALUE! | #VALUE! | #VALUE! | #VALUE! | #VALUE! | #VALUE! | #VALUE! | #VALUE! | #VALUE! | #VALUE! | #VALUE! | #VALUE! | #VALUE! | #VALUE! | #VALUE! | #VALUE! | #VALUE! | #VALUE! | #VALUE! | #VALUE! | #VALUE! | #VALUE! | #VALUE! | #VALUE! | #VALUE! | #VALUE! | #VALUE! | #VALUE! | #VALUE! | #VALUE! | #VALUE! | #VALUE! | #VALUE! | #VALUE! | #VALUE! | #VALUE! | #VALUE! | #VALUE! | #VALUE! | #VALUE! | #VALUE! | #VALUE! | #VALUE! | #VALUE! | #VALUE! | #VALUE! | #VALUE! | #VALUE! | #VALUE! | #VALUE! | #VALUE! | #VALUE! | #VALUE! | #VALUE! | #VALUE! | #VALUE! | #VALUE! | #VALUE! | #VALUE! | #VALUE! | #VALUE! | #VALUE! | #VALUE! | #VALUE! | #VALUE! | #VALUE! | #VALUE! | #VALUE! | #VALUE! | #VALUE! | #VALUE! | #VALUE! | #VALUE! | #VALUE! | #VALUE! | #VALUE! | #VALUE! | #VALUE! | #VALUE! | #VALUE! | #VALUE! | #VALUE! | #VALUE! | #VALUE! | #VALUE! | #VALUE! | #VALUE! | #VALUE!
| 90th |  | #VALUE! | #VALUE! | #VALUE! | #VALUE! | #VALUE! | #VALUE! | #VALUE! | #VALUE! | #VALUE! | #VALUE! | #VALUE! | #VALUE! | #VALUE! | #VALUE! | #VALUE! | #VALUE! | #VALUE! | #VALUE! | #VALUE! | #VALUE! | #VALUE! | #VALUE! | #VALUE! | #VALUE! | #VALUE! | #VALUE! | #VALUE! | #VALUE! | #VALUE! | #VALUE! | #VALUE! | #VALUE! | #VALUE! | #VALUE! | #VALUE! | #VALUE! | #VALUE! | #VALUE! | #VALUE! | #VALUE! | #VALUE! | #VALUE! | #VALUE! | #VALUE! | #VALUE! | #VALUE! | #VALUE! | #VALUE! | #VALUE! | #VALUE! | #VALUE! | #VALUE! | #VALUE! | #VALUE! | #VALUE! | #VALUE! | #VALUE! | #VALUE! | #VALUE! | #VALUE! | #VALUE! | #VALUE! | #VALUE! | #VALUE! | #VALUE! | #VALUE! | #VALUE! | #VALUE! | #VALUE! | #VALUE! | #VALUE! | #VALUE! | #VALUE! | #VALUE! | #VALUE! | #VALUE! | #VALUE! | #VALUE! | #VALUE! | #VALUE! | #VALUE! | #VALUE! | #VALUE! | #VALUE! | #VALUE! | #VALUE! | #VALUE! | #VALUE! | #VALUE! | #VALUE! | #VALUE! | #VALUE! | #VALUE! | #VALUE! | #VALUE! | #VALUE! | #VALUE! | #VALUE! | #VALUE! | #VALUE! | #VALUE! | #VALUE! | #VALUE! | #VALUE! | #VALUE! | #VALUE! | #VALUE! | #VALUE! | #VALUE! | #VALUE! | #VALUE!
< 1025' (%) | % |  | #DIV/0! | #DIV/0! | #DIV/0! | #DIV/0! | #DIV/0! | #DIV/0! | #DIV/0! | #DIV/0! | #DIV/0! | #DIV/0! | #DIV/0! | #DIV/0! | #DIV/0! | #DIV/0! | #DIV/0! | #DIV/0! | #DIV/0! | #DIV/0! | #DIV/0! | #DIV/0! | #DIV/0! | #DIV/0! | #DIV/0! | #DIV/0! | #DIV/0! | #DIV/0! | #DIV/0! | #DIV/0! | #DIV/0! | #DIV/0! | #DIV/0! | #DIV/0! | #DIV/0! | #DIV/0! | #DIV/0! | #DIV/0! | #DIV/0! | #DIV/0! | #DIV/0! | #DIV/0! | #DIV/0! | #DIV/0! | #DIV/0! | #DIV/0! | #DIV/0! | #DIV/0! | #DIV/0! | #DIV/0! | #DIV/0! | #DIV/0! | #DIV/0! | #DIV/0! | #DIV/0! | #DIV/0! | #DIV/0! | #DIV/0! | #DIV/0! | #DIV/0! | #DIV/0! | #DIV/0! | #DIV/0! | #DIV/0! | #DIV/0! | #DIV/0! | #DIV/0! | #DIV/0! | #DIV/0! | #DIV/0! | #DIV/0! | #DIV/0! | #DIV/0! | #DIV/0! | #DIV/0! | #DIV/0! | #DIV/0! | #DIV/0! | #DIV/0! | #DIV/0! | #DIV/0! | #DIV/0! | #DIV/0! | #DIV/0! | #DIV/0! | #DIV/0! | #DIV/0! | #DIV/0! | #DIV/0! | #DIV/0! | #DIV/0! | #DIV/0! | #DIV/0! | #DIV/0! | #DIV/0! | #DIV/0! | #DIV/0! | #DIV/0! | #DIV/0! | #DIV/0! | #DIV/0! | #DIV/0! | #DIV/0! | #DIV/0! | #DIV/0! | #DIV/0! | #DIV/0! | #DIV/0! | #DIV/0! | #DIV/0! | #DIV/0! | #DIV/0! | #DIV/0!
< 1050' (%) | % |  | #DIV/0! | #DIV/0! | #DIV/0! | #DIV/0! | #DIV/0! | #DIV/0! | #DIV/0! | #DIV/0! | #DIV/0! | #DIV/0! | #DIV/0! | #DIV/0! | #DIV/0! | #DIV/0! | #DIV/0! | #DIV/0! | #DIV/0! | #DIV/0! | #DIV/0! | #DIV/0! | #DIV/0! | #DIV/0! | #DIV/0! | #DIV/0! | #DIV/0! | #DIV/0! | #DIV/0! | #DIV/0! | #DIV/0! | #DIV/0! | #DIV/0! | #DIV/0! | #DIV/0! | #DIV/0! | #DIV/0! | #DIV/0! | #DIV/0! | #DIV/0! | #DIV/0! | #DIV/0! | #DIV/0! | #DIV/0! | #DIV/0! | #DIV/0! | #DIV/0! | #DIV/0! | #DIV/0! | #DIV/0! | #DIV/0! | #DIV/0! | #DIV/0! | #DIV/0! | #DIV/0! | #DIV/0! | #DIV/0! | #DIV/0! | #DIV/0! | #DIV/0! | #DIV/0! | #DIV/0! | #DIV/0! | #DIV/0! | #DIV/0! | #DIV/0! | #DIV/0! | #DIV/0! | #DIV/0! | #DIV/0! | #DIV/0! | #DIV/0! | #DIV/0! | #DIV/0! | #DIV/0! | #DIV/0! | #DIV/0! | #DIV/0! | #DIV/0! | #DIV/0! | #DIV/0! | #DIV/0! | #DIV/0! | #DIV/0! | #DIV/0! | #DIV/0! | #DIV/0! | #DIV/0! | #DIV/0! | #DIV/0! | #DIV/0! | #DIV/0! | #DIV/0! | #DIV/0! | #DIV/0! | #DIV/0! | #DIV/0! | #DIV/0! | #DIV/0! | #DIV/0! | #DIV/0! | #DIV/0! | #DIV/0! | #DIV/0! | #DIV/0! | #DIV/0! | #DIV/0! | #DIV/0! | #DIV/0! | #DIV/0! | #DIV/0! | #DIV/0! | #DIV/0!
< 1075' (%) | % |  | #DIV/0! | #DIV/0! | #DIV/0! | #DIV/0! | #DIV/0! | #DIV/0! | #DIV/0! | #DIV/0! | #DIV/0! | #DIV/0! | #DIV/0! | #DIV/0! | #DIV/0! | #DIV/0! | #DIV/0! | #DIV/0! | #DIV/0! | #DIV/0! | #DIV/0! | #DIV/0! | #DIV/0! | #DIV/0! | #DIV/0! | #DIV/0! | #DIV/0! | #DIV/0! | #DIV/0! | #DIV/0! | #DIV/0! | #DIV/0! | #DIV/0! | #DIV/0! | #DIV/0! | #DIV/0! | #DIV/0! | #DIV/0! | #DIV/0! | #DIV/0! | #DIV/0! | #DIV/0! | #DIV/0! | #DIV/0! | #DIV/0! | #DIV/0! | #DIV/0! | #DIV/0! | #DIV/0! | #DIV/0! | #DIV/0! | #DIV/0! | #DIV/0! | #DIV/0! | #DIV/0! | #DIV/0! | #DIV/0! | #DIV/0! | #DIV/0! | #DIV/0! | #DIV/0! | #DIV/0! | #DIV/0! | #DIV/0! | #DIV/0! | #DIV/0! | #DIV/0! | #DIV/0! | #DIV/0! | #DIV/0! | #DIV/0! | #DIV/0! | #DIV/0! | #DIV/0! | #DIV/0! | #DIV/0! | #DIV/0! | #DIV/0! | #DIV/0! | #DIV/0! | #DIV/0! | #DIV/0! | #DIV/0! | #DIV/0! | #DIV/0! | #DIV/0! | #DIV/0! | #DIV/0! | #DIV/0! | #DIV/0! | #DIV/0! | #DIV/0! | #DIV/0! | #DIV/0! | #DIV/0! | #DIV/0! | #DIV/0! | #DIV/0! | #DIV/0! | #DIV/0! | #DIV/0! | #DIV/0! | #DIV/0! | #DIV/0! | #DIV/0! | #DIV/0! | #DIV/0! | #DIV/0! | #DIV/0! | #DIV/0! | #DIV/0! | #DIV/0! | #DIV/0!
MEAD LVL 1 SHT | avg | [20 empty] | #DIV/0! | #DIV/0! | #DIV/0! | #DIV/0! | #DIV/0! | #DIV/0! | #DIV/0! | #DIV/0! | #DIV/0! | #DIV/0! | #DIV/0! | #DIV/0! | #DIV/0! | #DIV/0! | #DIV/0! | #DIV/0! | #DIV/0! | #DIV/0! | #DIV/0! | #DIV/0! | #DIV/0! | #DIV/0! | #DIV/0! | #DIV/0! | #DIV/0! | #DIV/0! | #DIV/0! | #DIV/0! | #DIV/0! | #DIV/0! | #DIV/0! | #DIV/0! | #DIV/0! | #DIV/0! | #DIV/0! | #DIV/0! | #DIV/0! | #DIV/0! | #DIV/0! | #DIV/0! | #DIV/0! | #DIV/0! | #DIV/0! | #DIV/0! | #DIV/0! | #DIV/0! | #DIV/0! | #DIV/0! | #DIV/0! | #DIV/0! | #DIV/0! | #DIV/0! | #DIV/0! | #DIV/0! | #DIV/0! | #DIV/0! | #DIV/0! | #DIV/0! | #DIV/0! | #DIV/0! | #DIV/0! | #DIV/0! | #DIV/0! | #DIV/0! | #DIV/0! | #DIV/0! | #DIV/0! | #DIV/0! | #DIV/0! | #DIV/0! | #DIV/0! | #DIV/0! | #DIV/0! | #DIV/0! | #DIV/0! | #DIV/0! | #DIV/0! | #DIV/0! | #DIV/0! | #DIV/0! | #DIV/0! | #DIV/0! | #DIV/0! | #DIV/0! | #DIV/0! | #DIV/0! | #DIV/0! | #DIV/0! | #DIV/0! | #DIV/0! | #DIV/0! | #DIV/0!
| median | [20 empty] | #VALUE! | #VALUE! | #VALUE! | #VALUE! | #VALUE! | #VALUE! | #VALUE! | #VALUE! | #VALUE! | #VALUE! | #VALUE! | #VALUE! | #VALUE! | #VALUE! | #VALUE! | #VALUE! | #VALUE! | #VALUE! | #VALUE! | #VALUE! | #VALUE! | #VALUE! | #VALUE! | #VALUE! | #VALUE! | #VALUE! | #VALUE! | #VALUE! | #VALUE! | #VALUE! | #VALUE! | #VALUE! | #VALUE! | #VALUE! | #VALUE! | #VALUE! | #VALUE! | #VALUE! | #VALUE! | #VALUE! | #VALUE! | #VALUE! | #VALUE! | #VALUE! | #VALUE! | #VALUE! | #VALUE! | #VALUE! | #VALUE! | #VALUE! | #VALUE! | #VALUE! | #VALUE! | #VALUE! | #VALUE! | #VALUE! | #VALUE! | #VALUE! | #VALUE! | #VALUE! | #VALUE! | #VALUE! | #VALUE! | #VALUE! | #VALUE! | #VALUE! | #VALUE! | #VALUE! | #VALUE! | #VALUE! | #VALUE! | #VALUE! | #VALUE! | #VALUE! | #VALUE! | #VALUE! | #VALUE! | #VALUE! | #VALUE! | #VALUE! | #VALUE! | #VALUE! | #VALUE! | #VALUE! | #VALUE! | #VALUE! | #VALUE! | #VALUE! | #VALUE! | #VALUE! | #VALUE! | #VALUE!
| 10th | [20 empty] | #VALUE! | #VALUE! | #VALUE! | #VALUE! | #VALUE! | #VALUE! | #VALUE! | #VALUE! | #VALUE! | #VALUE! | #VALUE! | #VALUE! | #VALUE! | #VALUE! | #VALUE! | #VALUE! | #VALUE! | #VALUE! | #VALUE! | #VALUE! | #VALUE! | #VALUE! | #VALUE! | #VALUE! | #VALUE! | #VALUE! | #VALUE! | #VALUE! | #VALUE! | #VALUE! | #VALUE! | #VALUE! | #VALUE! | #VALUE! | #VALUE! | #VALUE! | #VALUE! | #VALUE! | #VALUE! | #VALUE! | #VALUE! | #VALUE! | #VALUE! | #VALUE! | #VALUE! | #VALUE! | #VALUE! | #VALUE! | #VALUE! | #VALUE! | #VALUE! | #VALUE! | #VALUE! | #VALUE! | #VALUE! | #VALUE! | #VALUE! | #VALUE! | #VALUE! | #VALUE! | #VALUE! | #VALUE! | #VALUE! | #VALUE! | #VALUE! | #VALUE! | #VALUE! | #VALUE! | #VALUE! | #VALUE! | #VALUE! | #VALUE! | #VALUE! | #VALUE! | #VALUE! | #VALUE! | #VALUE! | #VALUE! | #VALUE! | #VALUE! | #VALUE! | #VALUE! | #VALUE! | #VALUE! | #VALUE! | #VALUE! | #VALUE! | #VALUE! | #VALUE! | #VALUE! | #VALUE! | #VALUE!
| 25th | [20 empty] | #VALUE! | #VALUE! | #VALUE! | #VALUE! | #VALUE! | #VALUE! | #VALUE! | #VALUE! | #VALUE! | #VALUE! | #VALUE! | #VALUE! | #VALUE! | #VALUE! | #VALUE! | #VALUE! | #VALUE! | #VALUE! | #VALUE! | #VALUE! | #VALUE! | #VALUE! | #VALUE! | #VALUE! | #VALUE! | #VALUE! | #VALUE! | #VALUE! | #VALUE! | #VALUE! | #VALUE! | #VALUE! | #VALUE! | #VALUE! | #VALUE! | #VALUE! | #VALUE! | #VALUE! | #VALUE! | #VALUE! | #VALUE! | #VALUE! | #VALUE! | #VALUE! | #VALUE! | #VALUE! | #VALUE! | #VALUE! | #VALUE! | #VALUE! | #VALUE! | #VALUE! | #VALUE! | #VALUE! | #VALUE! | #VALUE! | #VALUE! | #VALUE! | #VALUE! | #VALUE! | #VALUE! | #VALUE! | #VALUE! | #VALUE! | #VALUE! | #VALUE! | #VALUE! | #VALUE! | #VALUE! | #VALUE! | #VALUE! | #VALUE! | #VALUE! | #VALUE! | #VALUE! | #VALUE! | #VALUE! | #VALUE! | #VALUE! | #VALUE! | #VALUE! | #VALUE! | #VALUE! | #VALUE! | #VALUE! | #VALUE! | #VALUE! | #VALUE! | #VALUE! | #VALUE! | #VALUE! | #VALUE!
| 75th | [20 empty] | #VALUE! | #VALUE! | #VALUE! | #VALUE! | #VALUE! | #VALUE! | #VALUE! | #VALUE! | #VALUE! | #VALUE! | #VALUE! | #VALUE! | #VALUE! | #VALUE! | #VALUE! | #VALUE! | #VALUE! | #VALUE! | #VALUE! | #VALUE! | #VALUE! | #VALUE! | #VALUE! | #VALUE! | #VALUE! | #VALUE! | #VALUE! | #VALUE! | #VALUE! | #VALUE! | #VALUE! | #VALUE! | #VALUE! | #VALUE! | #VALUE! | #VALUE! | #VALUE! | #VALUE! | #VALUE! | #VALUE! | #VALUE! | #VALUE! | #VALUE! | #VALUE! | #VALUE! | #VALUE! | #VALUE! | #VALUE! | #VALUE! | #VALUE! | #VALUE! | #VALUE! | #VALUE! | #VALUE! | #VALUE! | #VALUE! | #VALUE! | #VALUE! | #VALUE! | #VALUE! | #VALUE! | #VALUE! | #VALUE! | #VALUE! | #VALUE! | #VALUE! | #VALUE! | #VALUE! | #VALUE! | #VALUE! | #VALUE! | #VALUE! | #VALUE! | #VALUE! | #VALUE! | #VALUE! | #VALUE! | #VALUE! | #VALUE! | #VALUE! | #VALUE! | #VALUE! | #VALUE! | #VALUE! | #VALUE! | #VALUE! | #VALUE! | #VALUE! | #VALUE! | #VALUE! | #VALUE! | #VALUE!
| 90th | [20 empty] | #VALUE! | #VALUE! | #VALUE! | #VALUE! | #VALUE! | #VALUE! | #VALUE! | #VALUE! | #VALUE! | #VALUE! | #VALUE! | #VALUE! | #VALUE! | #VALUE! | #VALUE! | #VALUE! | #VALUE! | #VALUE! | #VALUE! | #VALUE! | #VALUE! | #VALUE! | #VALUE! | #VALUE! | #VALUE! | #VALUE! | #VALUE! | #VALUE! | #VALUE! | #VALUE! | #VALUE! | #VALUE! | #VALUE! | #VALUE! | #VALUE! | #VALUE! | #VALUE! | #VALUE! | #VALUE! | #VALUE! | #VALUE! | #VALUE! | #VALUE! | #VALUE! | #VALUE! | #VALUE! | #VALUE! | #VALUE! | #VALUE! | #VALUE! | #VALUE! | #VALUE! | #VALUE! | #VALUE! | #VALUE! | #VALUE! | #VALUE! | #VALUE! | #VALUE! | #VALUE! | #VALUE! | #VALUE! | #VALUE! | #VALUE! | #VALUE! | #VALUE! | #VALUE! | #VALUE! | #VALUE! | #VALUE! | #VALUE! | #VALUE! | #VALUE! | #VALUE! | #VALUE! | #VALUE! | #VALUE! | #VALUE! | #VALUE! | #VALUE! | #VALUE! | #VALUE! | #VALUE! | #VALUE! | #VALUE! | #VALUE! | #VALUE! | #VALUE! | #VALUE! | #VALUE! | #VALUE! | #VALUE!
| % occur. | [20 empty] | #DIV/0! | #DIV/0! | #DIV/0! | #DIV/0! | #DIV/0! | #DIV/0! | #DIV/0! | #DIV/0! | #DIV/0! | #DIV/0! | #DIV/0! | #DIV/0! | #DIV/0! | #DIV/0! | #DIV/0! | #DIV/0! | #DIV/0! | #DIV/0! | #DIV/0! | #DIV/0! | #DIV/0! | #DIV/0! | #DIV/0! | #DIV/0! | #DIV/0! | #DIV/0! | #DIV/0! | #DIV/0! | #DIV/0! | #DIV/0! | #DIV/0! | #DIV/0! | #DIV/0! | #DIV/0! | #DIV/0! | #DIV/0! | #DIV/0! | #DIV/0! | #DIV/0! | #DIV/0! | #DIV/0! | #DIV/0! | #DIV/0! | #DIV/0! | #DIV/0! | #DIV/0! | #DIV/0! | #DIV/0! | #DIV/0! | #DIV/0! | #DIV/0! | #DIV/0! | #DIV/0! | #DIV/0! | #DIV/0! | #DIV/0! | #DIV/0! | #DIV/0! | #DIV/0! | #DIV/0! | #DIV/0! | #DIV/0! | #DIV/0! | #DIV/0! | #DIV/0! | #DIV/0! | #DIV/0! | #DIV/0! | #DIV/0! | #DIV/0! | #DIV/0! | #DIV/0! | #DIV/0! | #DIV/0! | #DIV/0! | #DIV/0! | #DIV/0! | #DIV/0! | #DIV/0! | #DIV/0! | #DIV/0! | #DIV/0! | #DIV/0! | #DIV/0! | #DIV/0! | #DIV/0! | #DIV/0! | #DIV/0! | #DIV/0! | #DIV/0! | #DIV/0! | #DIV/0!
| avg/srpls | [20 empty] | #DIV/0! | #DIV/0! | #DIV/0! | #DIV/0! | #DIV/0! | #DIV/0! | #DIV/0! | #DIV/0! | #DIV/0! | #DIV/0! | #DIV/0! | #DIV/0! | #DIV/0! | #DIV/0! | #DIV/0! | #DIV/0! | #DIV/0! | #DIV/0! | #DIV/0! | #DIV/0! | #DIV/0! | #DIV/0! | #DIV/0! | #DIV/0! | #DIV/0! | #DIV/0! | #DIV/0! | #DIV/0! | #DIV/0! | #DIV/0! | #DIV/0! | #DIV/0! | #DIV/0! | #DIV/0! | #DIV/0! | #DIV/0! | #DIV/0! | #DIV/0! | #DIV/0! | #DIV/0! | #DIV/0! | #DIV/0! | #DIV/0! | #DIV/0! | #DIV/0! | #DIV/0! | #DIV/0! | #DIV/0! | #DIV/0! | #DIV/0! | #DIV/0! | #DIV/0! | #DIV/0! | #DIV/0! | #DIV/0! | #DIV/0! | #DIV/0! | #DIV/0! | #DIV/0! | #DIV/0! | #DIV/0! | #DIV/0! | #DIV/0! | #DIV/0! | #DIV/0! | #DIV/0! | #DIV/0! | #DIV/0! | #DIV/0! | #DIV/0! | #DIV/0! | #DIV/0! | #DIV/0! | #DIV/0! | #DIV/0! | #DIV/0! | #DIV/0! | #DIV/0! | #DIV/0! | #DIV/0! | #DIV/0! | #DIV/0! | #DIV/0! | #DIV/0! | #DIV/0! | #DIV/0! | #DIV/0! | #DIV/0! | #DIV/0! | #DIV/0! | #DIV/0! | #DIV/0!
MEAD LVL 2 SHT | avg | [20 empty] | #DIV/0! | #DIV/0! | #DIV/0! | #DIV/0! | #DIV/0! | #DIV/0! | #DIV/0! | #DIV/0! | #DIV/0! | #DIV/0! | #DIV/0! | #DIV/0! | #DIV/0! | #DIV/0! | #DIV/0! | #DIV/0! | #DIV/0! | #DIV/0! | #DIV/0! | #DIV/0! | #DIV/0! | #DIV/0! | #DIV/0! | #DIV/0! | #DIV/0! | #DIV/0! | #DIV/0! | #DIV/0! | #DIV/0! | #DIV/0! | #DIV/0! | #DIV/0! | #DIV/0! | #DIV/0! | #DIV/0! | #DIV/0! | #DIV/0! | #DIV/0! | #DIV/0! | #DIV/0! | #DIV/0! | #DIV/0! | #DIV/0! | #DIV/0! | #DIV/0! | #DIV/0! | #DIV/0! | #DIV/0! | #DIV/0! | #DIV/0! | #DIV/0! | #DIV/0! | #DIV/0! | #DIV/0! | #DIV/0! | #DIV/0! | #DIV/0! | #DIV/0! | #DIV/0! | #DIV/0! | #DIV/0! | #DIV/0! | #DIV/0! | #DIV/0! | #DIV/0! | #DIV/0! | #DIV/0! | #DIV/0! | #DIV/0! | #DIV/0! | #DIV/0! | #DIV/0! | #DIV/0! | #DIV/0! | #DIV/0! | #DIV/0! | #DIV/0! | #DIV/0! | #DIV/0! | #DIV/0! | #DIV/0! | #DIV/0! | #DIV/0! | #DIV/0! | #DIV/0! | #DIV/0! | #DIV/0! | #DIV/0! | #DIV/0! | #DIV/0! | #DIV/0! | #DIV/0!
| median | [20 empty] | #VALUE! | #VALUE! | #VALUE! | #VALUE! | #VALUE! | #VALUE! | #VALUE! | #VALUE! | #VALUE! | #VALUE! | #VALUE! | #VALUE! | #VALUE! | #VALUE! | #VALUE! | #VALUE! | #VALUE! | #VALUE! | #VALUE! | #VALUE! | #VALUE! | #VALUE! | #VALUE! | #VALUE! | #VALUE! | #VALUE! | #VALUE! | #VALUE! | #VALUE! | #VALUE! | #VALUE! | #VALUE! | #VALUE! | #VALUE! | #VALUE! | #VALUE! | #VALUE! | #VALUE! | #VALUE! | #VALUE! | #VALUE! | #VALUE! | #VALUE! | #VALUE! | #VALUE! | #VALUE! | #VALUE! | #VALUE! | #VALUE! | #VALUE! | #VALUE! | #VALUE! | #VALUE! | #VALUE! | #VALUE! | #VALUE! | #VALUE! | #VALUE! | #VALUE! | #VALUE! | #VALUE! | #VALUE! | #VALUE! | #VALUE! | #VALUE! | #VALUE! | #VALUE! | #VALUE! | #VALUE! | #VALUE! | #VALUE! | #VALUE! | #VALUE! | #VALUE! | #VALUE! | #VALUE! | #VALUE! | #VALUE! | #VALUE! | #VALUE! | #VALUE! | #VALUE! | #VALUE! | #VALUE! | #VALUE! | #VALUE! | #VALUE! | #VALUE! | #VALUE! | #VALUE! | #VALUE! | #VALUE!
| 10th | [20 empty] | #VALUE! | #VALUE! | #VALUE! | #VALUE! | #VALUE! | #VALUE! | #VALUE! | #VALUE! | #VALUE! | #VALUE! | #VALUE! | #VALUE! | #VALUE! | #VALUE! | #VALUE! | #VALUE! | #VALUE! | #VALUE! | #VALUE! | #VALUE! | #VALUE! | #VALUE! | #VALUE! | #VALUE! | #VALUE! | #VALUE! | #VALUE! | #VALUE! | #VALUE! | #VALUE! | #VALUE! | #VALUE! | #VALUE! | #VALUE! | #VALUE! | #VALUE! | #VALUE! | #VALUE! | #VALUE! | #VALUE! | #VALUE! | #VALUE! | #VALUE! | #VALUE! | #VALUE! | #VALUE! | #VALUE! | #VALUE! | #VALUE! | #VALUE! | #VALUE! | #VALUE! | #VALUE! | #VALUE! | #VALUE! | #VALUE! | #VALUE! | #VALUE! | #VALUE! | #VALUE! | #VALUE! | #VALUE! | #VALUE! | #VALUE! | #VALUE! | #VALUE! | #VALUE! | #VALUE! | #VALUE! | #VALUE! | #VALUE! | #VALUE! | #VALUE! | #VALUE! | #VALUE! | #VALUE! | #VALUE! | #VALUE! | #VALUE! | #VALUE! | #VALUE! | #VALUE! | #VALUE! | #VALUE! | #VALUE! | #VALUE! | #VALUE! | #VALUE! | #VALUE! | #VALUE! | #VALUE! | #VALUE!
| 25th | [20 empty] | #VALUE! | #VALUE! | #VALUE! | #VALUE! | #VALUE! | #VALUE! | #VALUE! | #VALUE! | #VALUE! | #VALUE! | #VALUE! | #VALUE! | #VALUE! | #VALUE! | #VALUE! | #VALUE! | #VALUE! | #VALUE! | #VALUE! | #VALUE! | #VALUE! | #VALUE! | #VALUE! | #VALUE! | #VALUE! | #VALUE! | #VALUE! | #VALUE! | #VALUE! | #VALUE! | #VALUE! | #VALUE! | #VALUE! | #VALUE! | #VALUE! | #VALUE! | #VALUE! | #VALUE! | #VALUE! | #VALUE! | #VALUE! | #VALUE! | #VALUE! | #VALUE! | #VALUE! | #VALUE! | #VALUE! | #VALUE! | #VALUE! | #VALUE! | #VALUE! | #VALUE! | #VALUE! | #VALUE! | #VALUE! | #VALUE! | #VALUE! | #VALUE! | #VALUE! | #VALUE! | #VALUE! | #VALUE! | #VALUE! | #VALUE! | #VALUE! | #VALUE! | #VALUE! | #VALUE! | #VALUE! | #VALUE! | #VALUE! | #VALUE! | #VALUE! | #VALUE! | #VALUE! | #VALUE! | #VALUE! | #VALUE! | #VALUE! | #VALUE! | #VALUE! | #VALUE! | #VALUE! | #VALUE! | #VALUE! | #VALUE! | #VALUE! | #VALUE! | #VALUE! | #VALUE! | #VALUE! | #VALUE!
| 75th | [20 empty] | #VALUE! | #VALUE! | #VALUE! | #VALUE! | #VALUE! | #VALUE! | #VALUE! | #VALUE! | #VALUE! | #VALUE! | #VALUE! | #VALUE! | #VALUE! | #VALUE! | #VALUE! | #VALUE! | #VALUE! | #VALUE! | #VALUE! | #VALUE! | #VALUE! | #VALUE! | #VALUE! | #VALUE! | #VALUE! | #VALUE! | #VALUE! | #VALUE! | #VALUE! | #VALUE! | #VALUE! | #VALUE! | #VALUE! | #VALUE! | #VALUE! | #VALUE! | #VALUE! | #VALUE! | #VALUE! | #VALUE! | #VALUE! | #VALUE! | #VALUE! | #VALUE! | #VALUE! | #VALUE! | #VALUE! | #VALUE! | #VALUE! | #VALUE! | #VALUE! | #VALUE! | #VALUE! | #VALUE! | #VALUE! | #VALUE! | #VALUE! | #VALUE! | #VALUE! | #VALUE! | #VALUE! | #VALUE! | #VALUE! | #VALUE! | #VALUE! | #VALUE! | #VALUE! | #VALUE! | #VALUE! | #VALUE! | #VALUE! | #VALUE! | #VALUE! | #VALUE! | #VALUE! | #VALUE! | #VALUE! | #VALUE! | #VALUE! | #VALUE! | #VALUE! | #VALUE! | #VALUE! | #VALUE! | #VALUE! | #VALUE! | #VALUE! | #VALUE! | #VALUE! | #VALUE! | #VALUE! | #VALUE!
| 90th | [20 empty] | #VALUE! | #VALUE! | #VALUE! | #VALUE! | #VALUE! | #VALUE! | #VALUE! | #VALUE! | #VALUE! | #VALUE! | #VALUE! | #VALUE! | #VALUE! | #VALUE! | #VALUE! | #VALUE! | #VALUE! | #VALUE! | #VALUE! | #VALUE! | #VALUE! | #VALUE! | #VALUE! | #VALUE! | #VALUE! | #VALUE! | #VALUE! | #VALUE! | #VALUE! | #VALUE! | #VALUE! | #VALUE! | #VALUE! | #VALUE! | #VALUE! | #VALUE! | #VALUE! | #VALUE! | #VALUE! | #VALUE! | #VALUE! | #VALUE! | #VALUE! | #VALUE! | #VALUE! | #VALUE! | #VALUE! | #VALUE! | #VALUE! | #VALUE! | #VALUE! | #VALUE! | #VALUE! | #VALUE! | #VALUE! | #VALUE! | #VALUE! | #VALUE! | #VALUE! | #VALUE! | #VALUE! | #VALUE! | #VALUE! | #VALUE! | #VALUE! | #VALUE! | #VALUE! | #VALUE! | #VALUE! | #VALUE! | #VALUE! | #VALUE! | #VALUE! | #VALUE! | #VALUE! | #VALUE! | #VALUE! | #VALUE! | #VALUE! | #VALUE! | #VALUE! | #VALUE! | #VALUE! | #VALUE! | #VALUE! | #VALUE! | #VALUE! | #VALUE! | #VALUE! | #VALUE! | #VALUE! | #VALUE!
| % occur. | [20 empty] | #DIV/0! | #DIV/0! | #DIV/0! | #DIV/0! | #DIV/0! | #DIV/0! | #DIV/0! | #DIV/0! | #DIV/0! | #DIV/0! | #DIV/0! | #DIV/0! | #DIV/0! | #DIV/0! | #DIV/0! | #DIV/0! | #DIV/0! | #DIV/0! | #DIV/0! | #DIV/0! | #DIV/0! | #DIV/0! | #DIV/0! | #DIV/0! | #DIV/0! | #DIV/0! | #DIV/0! | #DIV/0! | #DIV/0! | #DIV/0! | #DIV/0! | #DIV/0! | #DIV/0! | #DIV/0! | #DIV/0! | #DIV/0! | #DIV/0! | #DIV/0! | #DIV/0! | #DIV/0! | #DIV/0! | #DIV/0! | #DIV/0! | #DIV/0! | #DIV/0! | #DIV/0! | #DIV/0! | #DIV/0! | #DIV/0! | #DIV/0! | #DIV/0! | #DIV/0! | #DIV/0! | #DIV/0! | #DIV/0! | #DIV/0! | #DIV/0! | #DIV/0! | #DIV/0! | #DIV/0! | #DIV/0! | #DIV/0! | #DIV/0! | #DIV/0! | #DIV/0! | #DIV/0! | #DIV/0! | #DIV/0! | #DIV/0! | #DIV/0! | #DIV/0! | #DIV/0! | #DIV/0! | #DIV/0! | #DIV/0! | #DIV/0! | #DIV/0! | #DIV/0! | #DIV/0! | #DIV/0! | #DIV/0! | #DIV/0! | #DIV/0! | #DIV/0! | #DIV/0! | #DIV/0! | #DIV/0! | #DIV/0! | #DIV/0! | #DIV/0! | #DIV/0! | #DIV/0!
| avg/srpls | [20 empty] | #DIV/0! | #DIV/0! | #DIV/0! | #DIV/0! | #DIV/0! | #DIV/0! | #DIV/0! | #DIV/0! | #DIV/0! | #DIV/0! | #DIV/0! | #DIV/0! | #DIV/0! | #DIV/0! | #DIV/0! | #DIV/0! | #DIV/0! | #DIV/0! | #DIV/0! | #DIV/0! | #DIV/0! | #DIV/0! | #DIV/0! | #DIV/0! | #DIV/0! | #DIV/0! | #DIV/0! | #DIV/0! | #DIV/0! | #DIV/0! | #DIV/0! | #DIV/0! | #DIV/0! | #DIV/0! | #DIV/0! | #DIV/0! | #DIV/0! | #DIV/0! | #DIV/0! | #DIV/0! | #DIV/0! | #DIV/0! | #DIV/0! | #DIV/0! | #DIV/0! | #DIV/0! | #DIV/0! | #DIV/0! | #DIV/0! | #DIV/0! | #DIV/0! | #DIV/0! | #DIV/0! | #DIV/0! | #DIV/0! | #DIV/0! | #DIV/0! | #DIV/0! | #DIV/0! | #DIV/0! | #DIV/0! | #DIV/0! | #DIV/0! | #DIV/0! | #DIV/0! | #DIV/0! | #DIV/0! | #DIV/0! | #DIV/0! | #DIV/0! | #DIV/0! | #DIV/0! | #DIV/0! | #DIV/0! | #DIV/0! | #DIV/0! | #DIV/0! | #DIV/0! | #DIV/0! | #DIV/0! | #DIV/0! | #DIV/0! | #DIV/0! | #DIV/0! | #DIV/0! | #DIV/0! | #DIV/0! | #DIV/0! | #DIV/0! | #DIV/0! | #DIV/0! | #DIV/0!
UB SHORTAGE | avg |  | #DIV/0! | #DIV/0! | #DIV/0! | #DIV/0! | #DIV/0! | #DIV/0! | #DIV/0! | #DIV/0! | #DIV/0! | #DIV/0! | #DIV/0! | #DIV/0! | #DIV/0! | #DIV/0! | #DIV/0! | #DIV/0! | #DIV/0! | #DIV/0! | #DIV/0! | #DIV/0! | #DIV/0! | #DIV/0! | #DIV/0! | #DIV/0! | #DIV/0! | #DIV/0! | #DIV/0! | #DIV/0! | #DIV/0! | #DIV/0! | #DIV/0! | #DIV/0! | #DIV/0! | #DIV/0! | #DIV/0! | #DIV/0! | #DIV/0! | #DIV/0! | #DIV/0! | #DIV/0! | #DIV/0! | #DIV/0! | #DIV/0! | #DIV/0! | #DIV/0! | #DIV/0! | #DIV/0! | #DIV/0! | #DIV/0! | #DIV/0! | #DIV/0! | #DIV/0! | #DIV/0! | #DIV/0! | #DIV/0! | #DIV/0! | #DIV/0! | #DIV/0! | #DIV/0! | #DIV/0! | #DIV/0! | #DIV/0! | #DIV/0! | #DIV/0! | #DIV/0! | #DIV/0! | #DIV/0! | #DIV/0! | #DIV/0! | #DIV/0! | #DIV/0! | #DIV/0! | #DIV/0! | #DIV/0! | #DIV/0! | #DIV/0! | #DIV/0! | #DIV/0! | #DIV/0! | #DIV/0! | #DIV/0! | #DIV/0! | #DIV/0! | #DIV/0! | #DIV/0! | #DIV/0! | #DIV/0! | #DIV/0! | #DIV/0! | #DIV/0! | #DIV/0! | #DIV/0! | #DIV/0! | #DIV/0! | #DIV/0! | #DIV/0! | #DIV/0! | #DIV/0! | #DIV/0! | #DIV/0! | #DIV/0! | #DIV/0! | #DIV/0! | #DIV/0! | #DIV/0! | #DIV/0! | #DIV/0! | #DIV/0! | #DIV/0! | #DIV/0! | #DIV/0!
| median |  | #VALUE! | #VALUE! | #VALUE! | #VALUE! | #VALUE! | #VALUE! | #VALUE! | #VALUE! | #VALUE! | #VALUE! | #VALUE! | #VALUE! | #VALUE! | #VALUE! | #VALUE! | #VALUE! | #VALUE! | #VALUE! | #VALUE! | #VALUE! | #VALUE! | #VALUE! | #VALUE! | #VALUE! | #VALUE! | #VALUE! | #VALUE! | #VALUE! | #VALUE! | #VALUE! | #VALUE! | #VALUE! | #VALUE! | #VALUE! | #VALUE! | #VALUE! | #VALUE! | #VALUE! | #VALUE! | #VALUE! | #VALUE! | #VALUE! | #VALUE! | #VALUE! | #VALUE! | #VALUE! | #VALUE! | #VALUE! | #VALUE! | #VALUE! | #VALUE! | #VALUE! | #VALUE! | #VALUE! | #VALUE! | #VALUE! | #VALUE! | #VALUE! | #VALUE! | #VALUE! | #VALUE! | #VALUE! | #VALUE! | #VALUE! | #VALUE! | #VALUE! | #VALUE! | #VALUE! | #VALUE! | #VALUE! | #VALUE! | #VALUE! | #VALUE! | #VALUE! | #VALUE! | #VALUE! | #VALUE! | #VALUE! | #VALUE! | #VALUE! | #VALUE! | #VALUE! | #VALUE! | #VALUE! | #VALUE! | #VALUE! | #VALUE! | #VALUE! | #VALUE! | #VALUE! | #VALUE! | #VALUE! | #VALUE! | #VALUE! | #VALUE! | #VALUE! | #VALUE! | #VALUE! | #VALUE! | #VALUE! | #VALUE! | #VALUE! | #VALUE! | #VALUE! | #VALUE! | #VALUE! | #VALUE! | #VALUE! | #VALUE! | #VALUE! | #VALUE!
| 10th |  | #VALUE! | #VALUE! | #VALUE! | #VALUE! | #VALUE! | #VALUE! | #VALUE! | #VALUE! | #VALUE! | #VALUE! | #VALUE! | #VALUE! | #VALUE! | #VALUE! | #VALUE! | #VALUE! | #VALUE! | #VALUE! | #VALUE! | #VALUE! | #VALUE! | #VALUE! | #VALUE! | #VALUE! | #VALUE! | #VALUE! | #VALUE! | #VALUE! | #VALUE! | #VALUE! | #VALUE! | #VALUE! | #VALUE! | #VALUE! | #VALUE! | #VALUE! | #VALUE! | #VALUE! | #VALUE! | #VALUE! | #VALUE! | #VALUE! | #VALUE! | #VALUE! | #VALUE! | #VALUE! | #VALUE! | #VALUE! | #VALUE! | #VALUE! | #VALUE! | #VALUE! | #VALUE! | #VALUE! | #VALUE! | #VALUE! | #VALUE! | #VALUE! | #VALUE! | #VALUE! | #VALUE! | #VALUE! | #VALUE! | #VALUE! | #VALUE! | #VALUE! | #VALUE! | #VALUE! | #VALUE! | #VALUE! | #VALUE! | #VALUE! | #VALUE! | #VALUE! | #VALUE! | #VALUE! | #VALUE! | #VALUE! | #VALUE! | #VALUE! | #VALUE! | #VALUE! | #VALUE! | #VALUE! | #VALUE! | #VALUE! | #VALUE! | #VALUE! | #VALUE! | #VALUE! | #VALUE! | #VALUE! | #VALUE! | #VALUE! | #VALUE! | #VALUE! | #VALUE! | #VALUE! | #VALUE! | #VALUE! | #VALUE! | #VALUE! | #VALUE! | #VALUE! | #VALUE! | #VALUE! | #VALUE! | #VALUE! | #VALUE! | #VALUE! | #VALUE!
| 25th |  | #VALUE! | #VALUE! | #VALUE! | #VALUE! | #VALUE! | #VALUE! | #VALUE! | #VALUE! | #VALUE! | #VALUE! | #VALUE! | #VALUE! | #VALUE! | #VALUE! | #VALUE! | #VALUE! | #VALUE! | #VALUE! | #VALUE! | #VALUE! | #VALUE! | #VALUE! | #VALUE! | #VALUE! | #VALUE! | #VALUE! | #VALUE! | #VALUE! | #VALUE! | #VALUE! | #VALUE! | #VALUE! | #VALUE! | #VALUE! | #VALUE! | #VALUE! | #VALUE! | #VALUE! | #VALUE! | #VALUE! | #VALUE! | #VALUE! | #VALUE! | #VALUE! | #VALUE! | #VALUE! | #VALUE! | #VALUE! | #VALUE! | #VALUE! | #VALUE! | #VALUE! | #VALUE! | #VALUE! | #VALUE! | #VALUE! | #VALUE! | #VALUE! | #VALUE! | #VALUE! | #VALUE! | #VALUE! | #VALUE! | #VALUE! | #VALUE! | #VALUE! | #VALUE! | #VALUE! | #VALUE! | #VALUE! | #VALUE! | #VALUE! | #VALUE! | #VALUE! | #VALUE! | #VALUE! | #VALUE! | #VALUE! | #VALUE! | #VALUE! | #VALUE! | #VALUE! | #VALUE! | #VALUE! | #VALUE! | #VALUE! | #VALUE! | #VALUE! | #VALUE! | #VALUE! | #VALUE! | #VALUE! | #VALUE! | #VALUE! | #VALUE! | #VALUE! | #VALUE! | #VALUE! | #VALUE! | #VALUE! | #VALUE! | #VALUE! | #VALUE! | #VALUE! | #VALUE! | #VALUE! | #VALUE! | #VALUE! | #VALUE! | #VALUE! | #VALUE!
| 75th |  | #VALUE! | #VALUE! | #VALUE! | #VALUE! | #VALUE! | #VALUE! | #VALUE! | #VALUE! | #VALUE! | #VALUE! | #VALUE! | #VALUE! | #VALUE! | #VALUE! | #VALUE! | #VALUE! | #VALUE! | #VALUE! | #VALUE! | #VALUE! | #VALUE! | #VALUE! | #VALUE! | #VALUE! | #VALUE! | #VALUE! | #VALUE! | #VALUE! | #VALUE! | #VALUE! | #VALUE! | #VALUE! | #VALUE! | #VALUE! | #VALUE! | #VALUE! | #VALUE! | #VALUE! | #VALUE! | #VALUE! | #VALUE! | #VALUE! | #VALUE! | #VALUE! | #VALUE! | #VALUE! | #VALUE! | #VALUE! | #VALUE! | #VALUE! | #VALUE! | #VALUE! | #VALUE! | #VALUE! | #VALUE! | #VALUE! | #VALUE! | #VALUE! | #VALUE! | #VALUE! | #VALUE! | #VALUE! | #VALUE! | #VALUE! | #VALUE! | #VALUE! | #VALUE! | #VALUE! | #VALUE! | #VALUE! | #VALUE! | #VALUE! | #VALUE! | #VALUE! | #VALUE! | #VALUE! | #VALUE! | #VALUE! | #VALUE! | #VALUE! | #VALUE! | #VALUE! | #VALUE! | #VALUE! | #VALUE! | #VALUE! | #VALUE! | #VALUE! | #VALUE! | #VALUE! | #VALUE! | #VALUE! | #VALUE! | #VALUE! | #VALUE! | #VALUE! | #VALUE! | #VALUE! | #VALUE! | #VALUE! | #VALUE! | #VALUE! | #VALUE! | #VALUE! | #VALUE! | #VALUE! | #VALUE! | #VALUE! | #VALUE! | #VALUE! | #VALUE!
| 90th |  | #VALUE! | #VALUE! | #VALUE! | #VALUE! | #VALUE! | #VALUE! | #VALUE! | #VALUE! | #VALUE! | #VALUE! | #VALUE! | #VALUE! | #VALUE! | #VALUE! | #VALUE! | #VALUE! | #VALUE! | #VALUE! | #VALUE! | #VALUE! | #VALUE! | #VALUE! | #VALUE! | #VALUE! | #VALUE! | #VALUE! | #VALUE! | #VALUE! | #VALUE! | #VALUE! | #VALUE! | #VALUE! | #VALUE! | #VALUE! | #VALUE! | #VALUE! | #VALUE! | #VALUE! | #VALUE! | #VALUE! | #VALUE! | #VALUE! | #VALUE! | #VALUE! | #VALUE! | #VALUE! | #VALUE! | #VALUE! | #VALUE! | #VALUE! | #VALUE! | #VALUE! | #VALUE! | #VALUE! | #VALUE! | #VALUE! | #VALUE! | #VALUE! | #VALUE! | #VALUE! | #VALUE! | #VALUE! | #VALUE! | #VALUE! | #VALUE! | #VALUE! | #VALUE! | #VALUE! | #VALUE! | #VALUE! | #VALUE! | #VALUE! | #VALUE! | #VALUE! | #VALUE! | #VALUE! | #VALUE! | #VALUE! | #VALUE! | #VALUE! | #VALUE! | #VALUE! | #VALUE! | #VALUE! | #VALUE! | #VALUE! | #VALUE! | #VALUE! | #VALUE! | #VALUE! | #VALUE! | #VALUE! | #VALUE! | #VALUE! | #VALUE! | #VALUE! | #VALUE! | #VALUE! | #VALUE! | #VALUE! | #VALUE! | #VALUE! | #VALUE! | #VALUE! | #VALUE! | #VALUE! | #VALUE! | #VALUE! | #VALUE! | #VALUE! | #VALUE!
| max |  | 0 | 0 | 0 | 0 | 0 | 0 | 0 | 0 | 0 | 0 | 0 | 0 | 0 | 0 | 0 | 0 | 0 | 0 | 0 | 0 | 0 | 0 | 0 | 0 | 0 | 0 | 0 | 0 | 0 | 0 | 0 | 0 | 0 | 0 | 0 | 0 | 0 | 0 | 0 | 0 | 0 | 0 | 0 | 0 | 0 | 0 | 0 | 0 | 0 | 0 | 0 | 0 | 0 | 0 | 0 | 0 | 0 | 0 | 0 | 0 | 0 | 0 | 0 | 0 | 0 | 0 | 0 | 0 | 0 | 0 | 0 | 0 | 0 | 0 | 0 | 0 | 0 | 0 | 0 | 0 | 0 | 0 | 0 | 0 | 0 | 0 | 0 | 0 | 0 | 0 | 0 | 0 | 0 | 0 | 0 | 0 | 0 | 0 | 0 | 0 | 0 | 0 | 0 | 0 | 0 | 0 | 0 | 0 | 0 | 0 | 0
| % occur. |  | #DIV/0! | #DIV/0! | #DIV/0! | #DIV/0! | #DIV/0! | #DIV/0! | #DIV/0! | #DIV/0! | #DIV/0! | #DIV/0! | #DIV/0! | #DIV/0! | #DIV/0! | #DIV/0! | #DIV/0! | #DIV/0! | #DIV/0! | #DIV/0! | #DIV/0! | #DIV/0! | #DIV/0! | #DIV/0! | #DIV/0! | #DIV/0! | #DIV/0! | #DIV/0! | #DIV/0! | #DIV/0! | #DIV/0! | #DIV/0! | #DIV/0! | #DIV/0! | #DIV/0! | #DIV/0! | #DIV/0! | #DIV/0! | #DIV/0! | #DIV/0! | #DIV/0! | #DIV/0! | #DIV/0! | #DIV/0! | #DIV/0! | #DIV/0! | #DIV/0! | #DIV/0! | #DIV/0! | #DIV/0! | #DIV/0! | #DIV/0! | #DIV/0! | #DIV/0! | #DIV/0! | #DIV/0! | #DIV/0! | #DIV/0! | #DIV/0! | #DIV/0! | #DIV/0! | #DIV/0! | #DIV/0! | #DIV/0! | #DIV/0! | #DIV/0! | #DIV/0! | #DIV/0! | #DIV/0! | #DIV/0! | #DIV/0! | #DIV/0! | #DIV/0! | #DIV/0! | #DIV/0! | #DIV/0! | #DIV/0! | #DIV/0! | #DIV/0! | #DIV/0! | #DIV/0! | #DIV/0! | #DIV/0! | #DIV/0! | #DIV/0! | #DIV/0! | #DIV/0! | #DIV/0! | #DIV/0! | #DIV/0! | #DIV/0! | #DIV/0! | #DIV/0! | #DIV/0! | #DIV/0! | #DIV/0! | #DIV/0! | #DIV/0! | #DIV/0! | #DIV/0! | #DIV/0! | #DIV/0! | #DIV/0! | #DIV/0! | #DIV/0! | #DIV/0! | #DIV/0! | #DIV/0! | #DIV/0! | #DIV/0! | #DIV/0! | #DIV/0! | #DIV/0!
| avg/shtg |  | #DIV/0! | #DIV/0! | #DIV/0! | #DIV/0! | #DIV/0! | #DIV/0! | #DIV/0! | #DIV/0! | #DIV/0! | #DIV/0! | #DIV/0! | #DIV/0! | #DIV/0! | #DIV/0! | #DIV/0! | #DIV/0! | #DIV/0! | #DIV/0! | #DIV/0! | #DIV/0! | #DIV/0! | #DIV/0! | #DIV/0! | #DIV/0! | #DIV/0! | #DIV/0! | #DIV/0! | #DIV/0! | #DIV/0! | #DIV/0! | #DIV/0! | #DIV/0! | #DIV/0! | #DIV/0! | #DIV/0! | #DIV/0! | #DIV/0! | #DIV/0! | #DIV/0! | #DIV/0! | #DIV/0! | #DIV/0! | #DIV/0! | #DIV/0! | #DIV/0! | #DIV/0! | #DIV/0! | #DIV/0! | #DIV/0! | #DIV/0! | #DIV/0! | #DIV/0! | #DIV/0! | #DIV/0! | #DIV/0! | #DIV/0! | #DIV/0! | #DIV/0! | #DIV/0! | #DIV/0! | #DIV/0! | #DIV/0! | #DIV/0! | #DIV/0! | #DIV/0! | #DIV/0! | #DIV/0! | #DIV/0! | #DIV/0! | #DIV/0! | #DIV/0! | #DIV/0! | #DIV/0! | #DIV/0! | #DIV/0! | #DIV/0! | #DIV/0! | #DIV/0! | #DIV/0! | #DIV/0! | #DIV/0! | #DIV/0! | #DIV/0! | #DIV/0! | #DIV/0! | #DIV/0! | #DIV/0! | #DIV/0! | #DIV/0! | #DIV/0! | #DIV/0! | #DIV/0! | #DIV/0! | #DIV/0! | #DIV/0! | #DIV/0! | #DIV/0! | #DIV/0! | #DIV/0! | #DIV/0! | #DIV/0! | #DIV/0! | #DIV/0! | #DIV/0! | #DIV/0! | #DIV/0! | #DIV/0! | #DIV/0! | #DIV/0! | #DIV/0! | #DIV/0!
LB SHORTAGE | avg |  | #DIV/0! | #DIV/0! | #DIV/0! | #DIV/0! | #DIV/0! | #DIV/0! | #DIV/0! | #DIV/0! | #DIV/0! | #DIV/0! | #DIV/0! | #DIV/0! | #DIV/0! | #DIV/0! | #DIV/0! | #DIV/0! | #DIV/0! | #DIV/0! | #DIV/0! | #DIV/0! | #DIV/0! | #DIV/0! | #DIV/0! | #DIV/0! | #DIV/0! | #DIV/0! | #DIV/0! | #DIV/0! | #DIV/0! | #DIV/0! | #DIV/0! | #DIV/0! | #DIV/0! | #DIV/0! | #DIV/0! | #DIV/0! | #DIV/0! | #DIV/0! | #DIV/0! | #DIV/0! | #DIV/0! | #DIV/0! | #DIV/0! | #DIV/0! | #DIV/0! | #DIV/0! | #DIV/0! | #DIV/0! | #DIV/0! | #DIV/0! | #DIV/0! | #DIV/0! | #DIV/0! | #DIV/0! | #DIV/0! | #DIV/0! | #DIV/0! | #DIV/0! | #DIV/0! | #DIV/0! | #DIV/0! | #DIV/0! | #DIV/0! | #DIV/0! | #DIV/0! | #DIV/0! | #DIV/0! | #DIV/0! | #DIV/0! | #DIV/0! | #DIV/0! | #DIV/0! | #DIV/0! | #DIV/0! | #DIV/0! | #DIV/0! | #DIV/0! | #DIV/0! | #DIV/0! | #DIV/0! | #DIV/0! | #DIV/0! | #DIV/0! | #DIV/0! | #DIV/0! | #DIV/0! | #DIV/0! | #DIV/0! | #DIV/0! | #DIV/0! | #DIV/0! | #DIV/0! | #DIV/0! | #DIV/0! | #DIV/0! | #DIV/0! | #DIV/0! | #DIV/0! | #DIV/0! | #DIV/0! | #DIV/0! | #DIV/0! | #DIV/0! | #DIV/0! | #DIV/0! | #DIV/0! | #DIV/0! | #DIV/0! | #DIV/0! | #DIV/0! | #DIV/0!
| median |  | #VALUE! | #VALUE! | #VALUE! | #VALUE! | #VALUE! | #VALUE! | #VALUE! | #VALUE! | #VALUE! | #VALUE! | #VALUE! | #VALUE! | #VALUE! | #VALUE! | #VALUE! | #VALUE! | #VALUE! | #VALUE! | #VALUE! | #VALUE! | #VALUE! | #VALUE! | #VALUE! | #VALUE! | #VALUE! | #VALUE! | #VALUE! | #VALUE! | #VALUE! | #VALUE! | #VALUE! | #VALUE! | #VALUE! | #VALUE! | #VALUE! | #VALUE! | #VALUE! | #VALUE! | #VALUE! | #VALUE! | #VALUE! | #VALUE! | #VALUE! | #VALUE! | #VALUE! | #VALUE! | #VALUE! | #VALUE! | #VALUE! | #VALUE! | #VALUE! | #VALUE! | #VALUE! | #VALUE! | #VALUE! | #VALUE! | #VALUE! | #VALUE! | #VALUE! | #VALUE! | #VALUE! | #VALUE! | #VALUE! | #VALUE! | #VALUE! | #VALUE! | #VALUE! | #VALUE! | #VALUE! | #VALUE! | #VALUE! | #VALUE! | #VALUE! | #VALUE! | #VALUE! | #VALUE! | #VALUE! | #VALUE! | #VALUE! | #VALUE! | #VALUE! | #VALUE! | #VALUE! | #VALUE! | #VALUE! | #VALUE! | #VALUE! | #VALUE! | #VALUE! | #VALUE! | #VALUE! | #VALUE! | #VALUE! | #VALUE! | #VALUE! | #VALUE! | #VALUE! | #VALUE! | #VALUE! | #VALUE! | #VALUE! | #VALUE! | #VALUE! | #VALUE! | #VALUE! | #VALUE! | #VALUE! | #VALUE! | #VALUE! | #VALUE! | #VALUE!
| 10th |  | #VALUE! | #VALUE! | #VALUE! | #VALUE! | #VALUE! | #VALUE! | #VALUE! | #VALUE! | #VALUE! | #VALUE! | #VALUE! | #VALUE! | #VALUE! | #VALUE! | #VALUE! | #VALUE! | #VALUE! | #VALUE! | #VALUE! | #VALUE! | #VALUE! | #VALUE! | #VALUE! | #VALUE! | #VALUE! | #VALUE! | #VALUE! | #VALUE! | #VALUE! | #VALUE! | #VALUE! | #VALUE! | #VALUE! | #VALUE! | #VALUE! | #VALUE! | #VALUE! | #VALUE! | #VALUE! | #VALUE! | #VALUE! | #VALUE! | #VALUE! | #VALUE! | #VALUE! | #VALUE! | #VALUE! | #VALUE! | #VALUE! | #VALUE! | #VALUE! | #VALUE! | #VALUE! | #VALUE! | #VALUE! | #VALUE! | #VALUE! | #VALUE! | #VALUE! | #VALUE! | #VALUE! | #VALUE! | #VALUE! | #VALUE! | #VALUE! | #VALUE! | #VALUE! | #VALUE! | #VALUE! | #VALUE! | #VALUE! | #VALUE! | #VALUE! | #VALUE! | #VALUE! | #VALUE! | #VALUE! | #VALUE! | #VALUE! | #VALUE! | #VALUE! | #VALUE! | #VALUE! | #VALUE! | #VALUE! | #VALUE! | #VALUE! | #VALUE! | #VALUE! | #VALUE! | #VALUE! | #VALUE! | #VALUE! | #VALUE! | #VALUE! | #VALUE! | #VALUE! | #VALUE! | #VALUE! | #VALUE! | #VALUE! | #VALUE! | #VALUE! | #VALUE! | #VALUE! | #VALUE! | #VALUE! | #VALUE! | #VALUE! | #VALUE! | #VALUE!
| 25th |  | #VALUE! | #VALUE! | #VALUE! | #VALUE! | #VALUE! | #VALUE! | #VALUE! | #VALUE! | #VALUE! | #VALUE! | #VALUE! | #VALUE! | #VALUE! | #VALUE! | #VALUE! | #VALUE! | #VALUE! | #VALUE! | #VALUE! | #VALUE! | #VALUE! | #VALUE! | #VALUE! | #VALUE! | #VALUE! | #VALUE! | #VALUE! | #VALUE! | #VALUE! | #VALUE! | #VALUE! | #VALUE! | #VALUE! | #VALUE! | #VALUE! | #VALUE! | #VALUE! | #VALUE! | #VALUE! | #VALUE! | #VALUE! | #VALUE! | #VALUE! | #VALUE! | #VALUE! | #VALUE! | #VALUE! | #VALUE! | #VALUE! | #VALUE! | #VALUE! | #VALUE! | #VALUE! | #VALUE! | #VALUE! | #VALUE! | #VALUE! | #VALUE! | #VALUE! | #VALUE! | #VALUE! | #VALUE! | #VALUE! | #VALUE! | #VALUE! | #VALUE! | #VALUE! | #VALUE! | #VALUE! | #VALUE! | #VALUE! | #VALUE! | #VALUE! | #VALUE! | #VALUE! | #VALUE! | #VALUE! | #VALUE! | #VALUE! | #VALUE! | #VALUE! | #VALUE! | #VALUE! | #VALUE! | #VALUE! | #VALUE! | #VALUE! | #VALUE! | #VALUE! | #VALUE! | #VALUE! | #VALUE! | #VALUE! | #VALUE! | #VALUE! | #VALUE! | #VALUE! | #VALUE! | #VALUE! | #VALUE! | #VALUE! | #VALUE! | #VALUE! | #VALUE! | #VALUE! | #VALUE! | #VALUE! | #VALUE! | #VALUE! | #VALUE! | #VALUE!
| 75th |  | #VALUE! | #VALUE! | #VALUE! | #VALUE! | #VALUE! | #VALUE! | #VALUE! | #VALUE! | #VALUE! | #VALUE! | #VALUE! | #VALUE! | #VALUE! | #VALUE! | #VALUE! | #VALUE! | #VALUE! | #VALUE! | #VALUE! | #VALUE! | #VALUE! | #VALUE! | #VALUE! | #VALUE! | #VALUE! | #VALUE! | #VALUE! | #VALUE! | #VALUE! | #VALUE! | #VALUE! | #VALUE! | #VALUE! | #VALUE! | #VALUE! | #VALUE! | #VALUE! | #VALUE! | #VALUE! | #VALUE! | #VALUE! | #VALUE! | #VALUE! | #VALUE! | #VALUE! | #VALUE! | #VALUE! | #VALUE! | #VALUE! | #VALUE! | #VALUE! | #VALUE! | #VALUE! | #VALUE! | #VALUE! | #VALUE! | #VALUE! | #VALUE! | #VALUE! | #VALUE! | #VALUE! | #VALUE! | #VALUE! | #VALUE! | #VALUE! | #VALUE! | #VALUE! | #VALUE! | #VALUE! | #VALUE! | #VALUE! | #VALUE! | #VALUE! | #VALUE! | #VALUE! | #VALUE! | #VALUE! | #VALUE! | #VALUE! | #VALUE! | #VALUE! | #VALUE! | #VALUE! | #VALUE! | #VALUE! | #VALUE! | #VALUE! | #VALUE! | #VALUE! | #VALUE! | #VALUE! | #VALUE! | #VALUE! | #VALUE! | #VALUE! | #VALUE! | #VALUE! | #VALUE! | #VALUE! | #VALUE! | #VALUE! | #VALUE! | #VALUE! | #VALUE! | #VALUE! | #VALUE! | #VALUE! | #VALUE! | #VALUE! | #VALUE! | #VALUE!
| 90th |  | #VALUE! | #VALUE! | #VALUE! | #VALUE! | #VALUE! | #VALUE! | #VALUE! | #VALUE! | #VALUE! | #VALUE! | #VALUE! | #VALUE! | #VALUE! | #VALUE! | #VALUE! | #VALUE! | #VALUE! | #VALUE! | #VALUE! | #VALUE! | #VALUE! | #VALUE! | #VALUE! | #VALUE! | #VALUE! | #VALUE! | #VALUE! | #VALUE! | #VALUE! | #VALUE! | #VALUE! | #VALUE! | #VALUE! | #VALUE! | #VALUE! | #VALUE! | #VALUE! | #VALUE! | #VALUE! | #VALUE! | #VALUE! | #VALUE! | #VALUE! | #VALUE! | #VALUE! | #VALUE! | #VALUE! | #VALUE! | #VALUE! | #VALUE! | #VALUE! | #VALUE! | #VALUE! | #VALUE! | #VALUE! | #VALUE! | #VALUE! | #VALUE! | #VALUE! | #VALUE! | #VALUE! | #VALUE! | #VALUE! | #VALUE! | #VALUE! | #VALUE! | #VALUE! | #VALUE! | #VALUE! | #VALUE! | #VALUE! | #VALUE! | #VALUE! | #VALUE! | #VALUE! | #VALUE! | #VALUE! | #VALUE! | #VALUE! | #VALUE! | #VALUE! | #VALUE! | #VALUE! | #VALUE! | #VALUE! | #VALUE! | #VALUE! | #VALUE! | #VALUE! | #VALUE! | #VALUE! | #VALUE! | #VALUE! | #VALUE! | #VALUE! | #VALUE! | #VALUE! | #VALUE! | #VALUE! | #VALUE! | #VALUE! | #VALUE! | #VALUE! | #VALUE! | #VALUE! | #VALUE! | #VALUE! | #VALUE! | #VALUE! | #VALUE! | #VALUE!
| max |  | 0 | 0 | 0 | 0 | 0 | 0 | 0 | 0 | 0 | 0 | 0 | 0 | 0 | 0 | 0 | 0 | 0 | 0 | 0 | 0 | 0 | 0 | 0 | 0 | 0 | 0 | 0 | 0 | 0 | 0 | 0 | 0 | 0 | 0 | 0 | 0 | 0 | 0 | 0 | 0 | 0 | 0 | 0 | 0 | 0 | 0 | 0 | 0 | 0 | 0 | 0 | 0 | 0 | 0 | 0 | 0 | 0 | 0 | 0 | 0 | 0 | 0 | 0 | 0 | 0 | 0 | 0 | 0 | 0 | 0 | 0 | 0 | 0 | 0 | 0 | 0 | 0 | 0 | 0 | 0 | 0 | 0 | 0 | 0 | 0 | 0 | 0 | 0 | 0 | 0 | 0 | 0 | 0 | 0 | 0 | 0 | 0 | 0 | 0 | 0 | 0 | 0 | 0 | 0 | 0 | 0 | 0 | 0 | 0 | 0 | 0
| % occur. |  | #DIV/0! | #DIV/0! | #DIV/0! | #DIV/0! | #DIV/0! | #DIV/0! | #DIV/0! | #DIV/0! | #DIV/0! | #DIV/0! | #DIV/0! | #DIV/0! | #DIV/0! | #DIV/0! | #DIV/0! | #DIV/0! | #DIV/0! | #DIV/0! | #DIV/0! | #DIV/0! | #DIV/0! | #DIV/0! | #DIV/0! | #DIV/0! | #DIV/0! | #DIV/0! | #DIV/0! | #DIV/0! | #DIV/0! | #DIV/0! | #DIV/0! | #DIV/0! | #DIV/0! | #DIV/0! | #DIV/0! | #DIV/0! | #DIV/0! | #DIV/0! | #DIV/0! | #DIV/0! | #DIV/0! | #DIV/0! | #DIV/0! | #DIV/0! | #DIV/0! | #DIV/0! | #DIV/0! | #DIV/0! | #DIV/0! | #DIV/0! | #DIV/0! | #DIV/0! | #DIV/0! | #DIV/0! | #DIV/0! | #DIV/0! | #DIV/0! | #DIV/0! | #DIV/0! | #DIV/0! | #DIV/0! | #DIV/0! | #DIV/0! | #DIV/0! | #DIV/0! | #DIV/0! | #DIV/0! | #DIV/0! | #DIV/0! | #DIV/0! | #DIV/0! | #DIV/0! | #DIV/0! | #DIV/0! | #DIV/0! | #DIV/0! | #DIV/0! | #DIV/0! | #DIV/0! | #DIV/0! | #DIV/0! | #DIV/0! | #DIV/0! | #DIV/0! | #DIV/0! | #DIV/0! | #DIV/0! | #DIV/0! | #DIV/0! | #DIV/0! | #DIV/0! | #DIV/0! | #DIV/0! | #DIV/0! | #DIV/0! | #DIV/0! | #DIV/0! | #DIV/0! | #DIV/0! | #DIV/0! | #DIV/0! | #DIV/0! | #DIV/0! | #DIV/0! | #DIV/0! | #DIV/0! | #DIV/0! | #DIV/0! | #DIV/0! | #DIV/0! | #DIV/0!
| avg/shtg |  | #DIV/0! | #DIV/0! | #DIV/0! | #DIV/0! | #DIV/0! | #DIV/0! | #DIV/0! | #DIV/0! | #DIV/0! | #DIV/0! | #DIV/0! | #DIV/0! | #DIV/0! | #DIV/0! | #DIV/0! | #DIV/0! | #DIV/0! | #DIV/0! | #DIV/0! | #DIV/0! | #DIV/0! | #DIV/0! | #DIV/0! | #DIV/0! | #DIV/0! | #DIV/0! | #DIV/0! | #DIV/0! | #DIV/0! | #DIV/0! | #DIV/0! | #DIV/0! | #DIV/0! | #DIV/0! | #DIV/0! | #DIV/0! | #DIV/0! | #DIV/0! | #DIV/0! | #DIV/0! | #DIV/0! | #DIV/0! | #DIV/0! | #DIV/0! | #DIV/0! | #DIV/0! | #DIV/0! | #DIV/0! | #DIV/0! | #DIV/0! | #DIV/0! | #DIV/0! | #DIV/0! | #DIV/0! | #DIV/0! | #DIV/0! | #DIV/0! | #DIV/0! | #DIV/0! | #DIV/0! | #DIV/0! | #DIV/0! | #DIV/0! | #DIV/0! | #DIV/0! | #DIV/0! | #DIV/0! | #DIV/0! | #DIV/0! | #DIV/0! | #DIV/0! | #DIV/0! | #DIV/0! | #DIV/0! | #DIV/0! | #DIV/0! | #DIV/0! | #DIV/0! | #DIV/0! | #DIV/0! | #DIV/0! | #DIV/0! | #DIV/0! | #DIV/0! | #DIV/0! | #DIV/0! | #DIV/0! | #DIV/0! | #DIV/0! | #DIV/0! | #DIV/0! | #DIV/0! | #DIV/0! | #DIV/0! | #DIV/0! | #DIV/0! | #DIV/0! | #DIV/0! | #DIV/0! | #DIV/0! | #DIV/0! | #DIV/0! | #DIV/0! | #DIV/0! | #DIV/0! | #DIV/0! | #DIV/0! | #DIV/0! | #DIV/0! | #DIV/0! | #DIV/0!
LB SURPLUS | avg |  | #DIV/0! | #DIV/0! | #DIV/0! | #DIV/0! | #DIV/0! | #DIV/0! | #DIV/0! | #DIV/0! | #DIV/0! | #DIV/0! | #DIV/0! | #DIV/0! | #DIV/0! | #DIV/0! | #DIV/0! | #DIV/0! | #DIV/0! | #DIV/0! | #DIV/0! | #DIV/0! | #DIV/0! | #DIV/0! | #DIV/0! | #DIV/0! | #DIV/0! | #DIV/0! | #DIV/0! | #DIV/0! | #DIV/0! | #DIV/0! | #DIV/0! | #DIV/0! | #DIV/0! | #DIV/0! | #DIV/0! | #DIV/0! | #DIV/0! | #DIV/0! | #DIV/0! | #DIV/0! | #DIV/0! | #DIV/0! | #DIV/0! | #DIV/0! | #DIV/0! | #DIV/0! | #DIV/0! | #DIV/0! | #DIV/0! | #DIV/0! | #DIV/0! | #DIV/0! | #DIV/0! | #DIV/0! | #DIV/0! | #DIV/0! | #DIV/0! | #DIV/0! | #DIV/0! | #DIV/0! | #DIV/0! | #DIV/0! | #DIV/0! | #DIV/0! | #DIV/0! | #DIV/0! | #DIV/0! | #DIV/0! | #DIV/0! | #DIV/0! | #DIV/0! | #DIV/0! | #DIV/0! | #DIV/0! | #DIV/0! | #DIV/0! | #DIV/0! | #DIV/0! | #DIV/0! | #DIV/0! | #DIV/0! | #DIV/0! | #DIV/0! | #DIV/0! | #DIV/0! | #DIV/0! | #DIV/0! | #DIV/0! | #DIV/0! | #DIV/0! | #DIV/0! | #DIV/0! | #DIV/0! | #DIV/0! | #DIV/0! | #DIV/0! | #DIV/0! | #DIV/0! | #DIV/0! | #DIV/0! | #DIV/0! | #DIV/0! | #DIV/0! | #DIV/0! | #DIV/0! | #DIV/0! | #DIV/0! | #DIV/0! | #DIV/0! | #DIV/0! | #DIV/0!
| median |  | #VALUE! | #VALUE! | #VALUE! | #VALUE! | #VALUE! | #VALUE! | #VALUE! | #VALUE! | #VALUE! | #VALUE! | #VALUE! | #VALUE! | #VALUE! | #VALUE! | #VALUE! | #VALUE! | #VALUE! | #VALUE! | #VALUE! | #VALUE! | #VALUE! | #VALUE! | #VALUE! | #VALUE! | #VALUE! | #VALUE! | #VALUE! | #VALUE! | #VALUE! | #VALUE! | #VALUE! | #VALUE! | #VALUE! | #VALUE! | #VALUE! | #VALUE! | #VALUE! | #VALUE! | #VALUE! | #VALUE! | #VALUE! | #VALUE! | #VALUE! | #VALUE! | #VALUE! | #VALUE! | #VALUE! | #VALUE! | #VALUE! | #VALUE! | #VALUE! | #VALUE! | #VALUE! | #VALUE! | #VALUE! | #VALUE! | #VALUE! | #VALUE! | #VALUE! | #VALUE! | #VALUE! | #VALUE! | #VALUE! | #VALUE! | #VALUE! | #VALUE! | #VALUE! | #VALUE! | #VALUE! | #VALUE! | #VALUE! | #VALUE! | #VALUE! | #VALUE! | #VALUE! | #VALUE! | #VALUE! | #VALUE! | #VALUE! | #VALUE! | #VALUE! | #VALUE! | #VALUE! | #VALUE! | #VALUE! | #VALUE! | #VALUE! | #VALUE! | #VALUE! | #VALUE! | #VALUE! | #VALUE! | #VALUE! | #VALUE! | #VALUE! | #VALUE! | #VALUE! | #VALUE! | #VALUE! | #VALUE! | #VALUE! | #VALUE! | #VALUE! | #VALUE! | #VALUE! | #VALUE! | #VALUE! | #VALUE! | #VALUE! | #VALUE! | #VALUE!
| 10th |  | #VALUE! | #VALUE! | #VALUE! | #VALUE! | #VALUE! | #VALUE! | #VALUE! | #VALUE! | #VALUE! | #VALUE! | #VALUE! | #VALUE! | #VALUE! | #VALUE! | #VALUE! | #VALUE! | #VALUE! | #VALUE! | #VALUE! | #VALUE! | #VALUE! | #VALUE! | #VALUE! | #VALUE! | #VALUE! | #VALUE! | #VALUE! | #VALUE! | #VALUE! | #VALUE! | #VALUE! | #VALUE! | #VALUE! | #VALUE! | #VALUE! | #VALUE! | #VALUE! | #VALUE! | #VALUE! | #VALUE! | #VALUE! | #VALUE! | #VALUE! | #VALUE! | #VALUE! | #VALUE! | #VALUE! | #VALUE! | #VALUE! | #VALUE! | #VALUE! | #VALUE! | #VALUE! | #VALUE! | #VALUE! | #VALUE! | #VALUE! | #VALUE! | #VALUE! | #VALUE! | #VALUE! | #VALUE! | #VALUE! | #VALUE! | #VALUE! | #VALUE! | #VALUE! | #VALUE! | #VALUE! | #VALUE! | #VALUE! | #VALUE! | #VALUE! | #VALUE! | #VALUE! | #VALUE! | #VALUE! | #VALUE! | #VALUE! | #VALUE! | #VALUE! | #VALUE! | #VALUE! | #VALUE! | #VALUE! | #VALUE! | #VALUE! | #VALUE! | #VALUE! | #VALUE! | #VALUE! | #VALUE! | #VALUE! | #VALUE! | #VALUE! | #VALUE! | #VALUE! | #VALUE! | #VALUE! | #VALUE! | #VALUE! | #VALUE! | #VALUE! | #VALUE! | #VALUE! | #VALUE! | #VALUE! | #VALUE! | #VALUE! | #VALUE! | #VALUE!
| 25th |  | #VALUE! | #VALUE! | #VALUE! | #VALUE! | #VALUE! | #VALUE! | #VALUE! | #VALUE! | #VALUE! | #VALUE! | #VALUE! | #VALUE! | #VALUE! | #VALUE! | #VALUE! | #VALUE! | #VALUE! | #VALUE! | #VALUE! | #VALUE! | #VALUE! | #VALUE! | #VALUE! | #VALUE! | #VALUE! | #VALUE! | #VALUE! | #VALUE! | #VALUE! | #VALUE! | #VALUE! | #VALUE! | #VALUE! | #VALUE! | #VALUE! | #VALUE! | #VALUE! | #VALUE! | #VALUE! | #VALUE! | #VALUE! | #VALUE! | #VALUE! | #VALUE! | #VALUE! | #VALUE! | #VALUE! | #VALUE! | #VALUE! | #VALUE! | #VALUE! | #VALUE! | #VALUE! | #VALUE! | #VALUE! | #VALUE! | #VALUE! | #VALUE! | #VALUE! | #VALUE! | #VALUE! | #VALUE! | #VALUE! | #VALUE! | #VALUE! | #VALUE! | #VALUE! | #VALUE! | #VALUE! | #VALUE! | #VALUE! | #VALUE! | #VALUE! | #VALUE! | #VALUE! | #VALUE! | #VALUE! | #VALUE! | #VALUE! | #VALUE! | #VALUE! | #VALUE! | #VALUE! | #VALUE! | #VALUE! | #VALUE! | #VALUE! | #VALUE! | #VALUE! | #VALUE! | #VALUE! | #VALUE! | #VALUE! | #VALUE! | #VALUE! | #VALUE! | #VALUE! | #VALUE! | #VALUE! | #VALUE! | #VALUE! | #VALUE! | #VALUE! | #VALUE! | #VALUE! | #VALUE! | #VALUE! | #VALUE! | #VALUE! | #VALUE! | #VALUE!
| 75th |  | #VALUE! | #VALUE! | #VALUE! | #VALUE! | #VALUE! | #VALUE! | #VALUE! | #VALUE! | #VALUE! | #VALUE! | #VALUE! | #VALUE! | #VALUE! | #VALUE! | #VALUE! | #VALUE! | #VALUE! | #VALUE! | #VALUE! | #VALUE! | #VALUE! | #VALUE! | #VALUE! | #VALUE! | #VALUE! | #VALUE! | #VALUE! | #VALUE! | #VALUE! | #VALUE! | #VALUE! | #VALUE! | #VALUE! | #VALUE! | #VALUE! | #VALUE! | #VALUE! | #VALUE! | #VALUE! | #VALUE! | #VALUE! | #VALUE! | #VALUE! | #VALUE! | #VALUE! | #VALUE! | #VALUE! | #VALUE! | #VALUE! | #VALUE! | #VALUE! | #VALUE! | #VALUE! | #VALUE! | #VALUE! | #VALUE! | #VALUE! | #VALUE! | #VALUE! | #VALUE! | #VALUE! | #VALUE! | #VALUE! | #VALUE! | #VALUE! | #VALUE! | #VALUE! | #VALUE! | #VALUE! | #VALUE! | #VALUE! | #VALUE! | #VALUE! | #VALUE! | #VALUE! | #VALUE! | #VALUE! | #VALUE! | #VALUE! | #VALUE! | #VALUE! | #VALUE! | #VALUE! | #VALUE! | #VALUE! | #VALUE! | #VALUE! | #VALUE! | #VALUE! | #VALUE! | #VALUE! | #VALUE! | #VALUE! | #VALUE! | #VALUE! | #VALUE! | #VALUE! | #VALUE! | #VALUE! | #VALUE! | #VALUE! | #VALUE! | #VALUE! | #VALUE! | #VALUE! | #VALUE! | #VALUE! | #VALUE! | #VALUE! | #VALUE! | #VALUE!
| 90th |  | #VALUE! | #VALUE! | #VALUE! | #VALUE! | #VALUE! | #VALUE! | #VALUE! | #VALUE! | #VALUE! | #VALUE! | #VALUE! | #VALUE! | #VALUE! | #VALUE! | #VALUE! | #VALUE! | #VALUE! | #VALUE! | #VALUE! | #VALUE! | #VALUE! | #VALUE! | #VALUE! | #VALUE! | #VALUE! | #VALUE! | #VALUE! | #VALUE! | #VALUE! | #VALUE! | #VALUE! | #VALUE! | #VALUE! | #VALUE! | #VALUE! | #VALUE! | #VALUE! | #VALUE! | #VALUE! | #VALUE! | #VALUE! | #VALUE! | #VALUE! | #VALUE! | #VALUE! | #VALUE! | #VALUE! | #VALUE! | #VALUE! | #VALUE! | #VALUE! | #VALUE! | #VALUE! | #VALUE! | #VALUE! | #VALUE! | #VALUE! | #VALUE! | #VALUE! | #VALUE! | #VALUE! | #VALUE! | #VALUE! | #VALUE! | #VALUE! | #VALUE! | #VALUE! | #VALUE! | #VALUE! | #VALUE! | #VALUE! | #VALUE! | #VALUE! | #VALUE! | #VALUE! | #VALUE! | #VALUE! | #VALUE! | #VALUE! | #VALUE! | #VALUE! | #VALUE! | #VALUE! | #VALUE! | #VALUE! | #VALUE! | #VALUE! | #VALUE! | #VALUE! | #VALUE! | #VALUE! | #VALUE! | #VALUE! | #VALUE! | #VALUE! | #VALUE! | #VALUE! | #VALUE! | #VALUE! | #VALUE! | #VALUE! | #VALUE! | #VALUE! | #VALUE! | #VALUE! | #VALUE! | #VALUE! | #VALUE! | #VALUE! | #VALUE! | #VALUE!
| max |  | 0 | 0 | 0 | 0 | 0 | 0 | 0 | 0 | 0 | 0 | 0 | 0 | 0 | 0 | 0 | 0 | 0 | 0 | 0 | 0 | 0 | 0 | 0 | 0 | 0 | 0 | 0 | 0 | 0 | 0 | 0 | 0 | 0 | 0 | 0 | 0 | 0 | 0 | 0 | 0 | 0 | 0 | 0 | 0 | 0 | 0 | 0 | 0 | 0 | 0 | 0 | 0 | 0 | 0 | 0 | 0 | 0 | 0 | 0 | 0 | 0 | 0 | 0 | 0 | 0 | 0 | 0 | 0 | 0 | 0 | 0 | 0 | 0 | 0 | 0 | 0 | 0 | 0 | 0 | 0 | 0 | 0 | 0 | 0 | 0 | 0 | 0 | 0 | 0 | 0 | 0 | 0 | 0 | 0 | 0 | 0 | 0 | 0 | 0 | 0 | 0 | 0 | 0 | 0 | 0 | 0 | 0 | 0 | 0 | 0 | 0
| % occur. |  | #DIV/0! | #DIV/0! | #DIV/0! | #DIV/0! | #DIV/0! | #DIV/0! | #DIV/0! | #DIV/0! | #DIV/0! | #DIV/0! | #DIV/0! | #DIV/0! | #DIV/0! | #DIV/0! | #DIV/0! | #DIV/0! | #DIV/0! | #DIV/0! | #DIV/0! | #DIV/0! | #DIV/0! | #DIV/0! | #DIV/0! | #DIV/0! | #DIV/0! | #DIV/0! | #DIV/0! | #DIV/0! | #DIV/0! | #DIV/0! | #DIV/0! | #DIV/0! | #DIV/0! | #DIV/0! | #DIV/0! | #DIV/0! | #DIV/0! | #DIV/0! | #DIV/0! | #DIV/0! | #DIV/0! | #DIV/0! | #DIV/0! | #DIV/0! | #DIV/0! | #DIV/0! | #DIV/0! | #DIV/0! | #DIV/0! | #DIV/0! | #DIV/0! | #DIV/0! | #DIV/0! | #DIV/0! | #DIV/0! | #DIV/0! | #DIV/0! | #DIV/0! | #DIV/0! | #DIV/0! | #DIV/0! | #DIV/0! | #DIV/0! | #DIV/0! | #DIV/0! | #DIV/0! | #DIV/0! | #DIV/0! | #DIV/0! | #DIV/0! | #DIV/0! | #DIV/0! | #DIV/0! | #DIV/0! | #DIV/0! | #DIV/0! | #DIV/0! | #DIV/0! | #DIV/0! | #DIV/0! | #DIV/0! | #DIV/0! | #DIV/0! | #DIV/0! | #DIV/0! | #DIV/0! | #DIV/0! | #DIV/0! | #DIV/0! | #DIV/0! | #DIV/0! | #DIV/0! | #DIV/0! | #DIV/0! | #DIV/0! | #DIV/0! | #DIV/0! | #DIV/0! | #DIV/0! | #DIV/0! | #DIV/0! | #DIV/0! | #DIV/0! | #DIV/0! | #DIV/0! | #DIV/0! | #DIV/0! | #DIV/0! | #DIV/0! | #DIV/0! | #DIV/0!
| avg/srpls |  | #DIV/0! | #DIV/0! | #DIV/0! | #DIV/0! | #DIV/0! | #DIV/0! | #DIV/0! | #DIV/0! | #DIV/0! | #DIV/0! | #DIV/0! | #DIV/0! | #DIV/0! | #DIV/0! | #DIV/0! | #DIV/0! | #DIV/0! | #DIV/0! | #DIV/0! | #DIV/0! | #DIV/0! | #DIV/0! | #DIV/0! | #DIV/0! | #DIV/0! | #DIV/0! | #DIV/0! | #DIV/0! | #DIV/0! | #DIV/0! | #DIV/0! | #DIV/0! | #DIV/0! | #DIV/0! | #DIV/0! | #DIV/0! | #DIV/0! | #DIV/0! | #DIV/0! | #DIV/0! | #DIV/0! | #DIV/0! | #DIV/0! | #DIV/0! | #DIV/0! | #DIV/0! | #DIV/0! | #DIV/0! | #DIV/0! | #DIV/0! | #DIV/0! | #DIV/0! | #DIV/0! | #DIV/0! | #DIV/0! | #DIV/0! | #DIV/0! | #DIV/0! | #DIV/0! | #DIV/0! | #DIV/0! | #DIV/0! | #DIV/0! | #DIV/0! | #DIV/0! | #DIV/0! | #DIV/0! | #DIV/0! | #DIV/0! | #DIV/0! | #DIV/0! | #DIV/0! | #DIV/0! | #DIV/0! | #DIV/0! | #DIV/0! | #DIV/0! | #DIV/0! | #DIV/0! | #DIV/0! | #DIV/0! | #DIV/0! | #DIV/0! | #DIV/0! | #DIV/0! | #DIV/0! | #DIV/0! | #DIV/0! | #DIV/0! | #DIV/0! | #DIV/0! | #DIV/0! | #DIV/0! | #DIV/0! | #DIV/0! | #DIV/0! | #DIV/0! | #DIV/0! | #DIV/0! | #DIV/0! | #DIV/0! | #DIV/0! | #DIV/0! | #DIV/0! | #DIV/0! | #DIV/0! | #DIV/0! | #DIV/0! | #DIV/0! | #DIV/0! | #DIV/0!
GC GEN (GWh/yr) | avg |  | #DIV/0! | #DIV/0! | #DIV/0! | #DIV/0! | #DIV/0! | #DIV/0! | #DIV/0! | #DIV/0! | #DIV/0! | #DIV/0! | #DIV/0! | #DIV/0! | #DIV/0! | #DIV/0! | #DIV/0! | #DIV/0! | #DIV/0! | #DIV/0! | #DIV/0! | #DIV/0! | #DIV/0! | #DIV/0! | #DIV/0! | #DIV/0! | #DIV/0! | #DIV/0! | #DIV/0! | #DIV/0! | #DIV/0! | #DIV/0! | #DIV/0! | #DIV/0! | #DIV/0! | #DIV/0! | #DIV/0! | #DIV/0! | #DIV/0! | #DIV/0! | #DIV/0! | #DIV/0! | #DIV/0! | #DIV/0! | #DIV/0! | #DIV/0! | #DIV/0! | #DIV/0! | #DIV/0! | #DIV/0! | #DIV/0! | #DIV/0! | #DIV/0! | #DIV/0! | #DIV/0! | #DIV/0! | #DIV/0! | #DIV/0! | #DIV/0! | #DIV/0! | #DIV/0! | #DIV/0! | #DIV/0! | #DIV/0! | #DIV/0! | #DIV/0! | #DIV/0! | #DIV/0! | #DIV/0! | #DIV/0! | #DIV/0! | #DIV/0! | #DIV/0! | #DIV/0! | #DIV/0! | #DIV/0! | #DIV/0! | #DIV/0! | #DIV/0! | #DIV/0! | #DIV/0! | #DIV/0! | #DIV/0! | #DIV/0! | #DIV/0! | #DIV/0! | #DIV/0! | #DIV/0! | #DIV/0! | #DIV/0! | #DIV/0! | #DIV/0! | #DIV/0! | #DIV/0! | #DIV/0! | #DIV/0! | #DIV/0! | #DIV/0! | #DIV/0! | #DIV/0! | #DIV/0! | #DIV/0! | #DIV/0! | #DIV/0! | #DIV/0! | #DIV/0! | #DIV/0! | #DIV/0! | #DIV/0! | #DIV/0! | #DIV/0! | #DIV/0! | #DIV/0!
| median |  | #VALUE! | #VALUE! | #VALUE! | #VALUE! | #VALUE! | #VALUE! | #VALUE! | #VALUE! | #VALUE! | #VALUE! | #VALUE! | #VALUE! | #VALUE! | #VALUE! | #VALUE! | #VALUE! | #VALUE! | #VALUE! | #VALUE! | #VALUE! | #VALUE! | #VALUE! | #VALUE! | #VALUE! | #VALUE! | #VALUE! | #VALUE! | #VALUE! | #VALUE! | #VALUE! | #VALUE! | #VALUE! | #VALUE! | #VALUE! | #VALUE! | #VALUE! | #VALUE! | #VALUE! | #VALUE! | #VALUE! | #VALUE! | #VALUE! | #VALUE! | #VALUE! | #VALUE! | #VALUE! | #VALUE! | #VALUE! | #VALUE! | #VALUE! | #VALUE! | #VALUE! | #VALUE! | #VALUE! | #VALUE! | #VALUE! | #VALUE! | #VALUE! | #VALUE! | #VALUE! | #VALUE! | #VALUE! | #VALUE! | #VALUE! | #VALUE! | #VALUE! | #VALUE! | #VALUE! | #VALUE! | #VALUE! | #VALUE! | #VALUE! | #VALUE! | #VALUE! | #VALUE! | #VALUE! | #VALUE! | #VALUE! | #VALUE! | #VALUE! | #VALUE! | #VALUE! | #VALUE! | #VALUE! | #VALUE! | #VALUE! | #VALUE! | #VALUE! | #VALUE! | #VALUE! | #VALUE! | #VALUE! | #VALUE! | #VALUE! | #VALUE! | #VALUE! | #VALUE! | #VALUE! | #VALUE! | #VALUE! | #VALUE! | #VALUE! | #VALUE! | #VALUE! | #VALUE! | #VALUE! | #VALUE! | #VALUE! | #VALUE! | #VALUE! | #VALUE!
| 10th |  | #VALUE! | #VALUE! | #VALUE! | #VALUE! | #VALUE! | #VALUE! | #VALUE! | #VALUE! | #VALUE! | #VALUE! | #VALUE! | #VALUE! | #VALUE! | #VALUE! | #VALUE! | #VALUE! | #VALUE! | #VALUE! | #VALUE! | #VALUE! | #VALUE! | #VALUE! | #VALUE! | #VALUE! | #VALUE! | #VALUE! | #VALUE! | #VALUE! | #VALUE! | #VALUE! | #VALUE! | #VALUE! | #VALUE! | #VALUE! | #VALUE! | #VALUE! | #VALUE! | #VALUE! | #VALUE! | #VALUE! | #VALUE! | #VALUE! | #VALUE! | #VALUE! | #VALUE! | #VALUE! | #VALUE! | #VALUE! | #VALUE! | #VALUE! | #VALUE! | #VALUE! | #VALUE! | #VALUE! | #VALUE! | #VALUE! | #VALUE! | #VALUE! | #VALUE! | #VALUE! | #VALUE! | #VALUE! | #VALUE! | #VALUE! | #VALUE! | #VALUE! | #VALUE! | #VALUE! | #VALUE! | #VALUE! | #VALUE! | #VALUE! | #VALUE! | #VALUE! | #VALUE! | #VALUE! | #VALUE! | #VALUE! | #VALUE! | #VALUE! | #VALUE! | #VALUE! | #VALUE! | #VALUE! | #VALUE! | #VALUE! | #VALUE! | #VALUE! | #VALUE! | #VALUE! | #VALUE! | #VALUE! | #VALUE! | #VALUE! | #VALUE! | #VALUE! | #VALUE! | #VALUE! | #VALUE! | #VALUE! | #VALUE! | #VALUE! | #VALUE! | #VALUE! | #VALUE! | #VALUE! | #VALUE! | #VALUE! | #VALUE! | #VALUE! | #VALUE!
| 25th |  | #VALUE! | #VALUE! | #VALUE! | #VALUE! | #VALUE! | #VALUE! | #VALUE! | #VALUE! | #VALUE! | #VALUE! | #VALUE! | #VALUE! | #VALUE! | #VALUE! | #VALUE! | #VALUE! | #VALUE! | #VALUE! | #VALUE! | #VALUE! | #VALUE! | #VALUE! | #VALUE! | #VALUE! | #VALUE! | #VALUE! | #VALUE! | #VALUE! | #VALUE! | #VALUE! | #VALUE! | #VALUE! | #VALUE! | #VALUE! | #VALUE! | #VALUE! | #VALUE! | #VALUE! | #VALUE! | #VALUE! | #VALUE! | #VALUE! | #VALUE! | #VALUE! | #VALUE! | #VALUE! | #VALUE! | #VALUE! | #VALUE! | #VALUE! | #VALUE! | #VALUE! | #VALUE! | #VALUE! | #VALUE! | #VALUE! | #VALUE! | #VALUE! | #VALUE! | #VALUE! | #VALUE! | #VALUE! | #VALUE! | #VALUE! | #VALUE! | #VALUE! | #VALUE! | #VALUE! | #VALUE! | #VALUE! | #VALUE! | #VALUE! | #VALUE! | #VALUE! | #VALUE! | #VALUE! | #VALUE! | #VALUE! | #VALUE! | #VALUE! | #VALUE! | #VALUE! | #VALUE! | #VALUE! | #VALUE! | #VALUE! | #VALUE! | #VALUE! | #VALUE! | #VALUE! | #VALUE! | #VALUE! | #VALUE! | #VALUE! | #VALUE! | #VALUE! | #VALUE! | #VALUE! | #VALUE! | #VALUE! | #VALUE! | #VALUE! | #VALUE! | #VALUE! | #VALUE! | #VALUE! | #VALUE! | #VALUE! | #VALUE! | #VALUE! | #VALUE!
| 75th |  | #VALUE! | #VALUE! | #VALUE! | #VALUE! | #VALUE! | #VALUE! | #VALUE! | #VALUE! | #VALUE! | #VALUE! | #VALUE! | #VALUE! | #VALUE! | #VALUE! | #VALUE! | #VALUE! | #VALUE! | #VALUE! | #VALUE! | #VALUE! | #VALUE! | #VALUE! | #VALUE! | #VALUE! | #VALUE! | #VALUE! | #VALUE! | #VALUE! | #VALUE! | #VALUE! | #VALUE! | #VALUE! | #VALUE! | #VALUE! | #VALUE! | #VALUE! | #VALUE! | #VALUE! | #VALUE! | #VALUE! | #VALUE! | #VALUE! | #VALUE! | #VALUE! | #VALUE! | #VALUE! | #VALUE! | #VALUE! | #VALUE! | #VALUE! | #VALUE! | #VALUE! | #VALUE! | #VALUE! | #VALUE! | #VALUE! | #VALUE! | #VALUE! | #VALUE! | #VALUE! | #VALUE! | #VALUE! | #VALUE! | #VALUE! | #VALUE! | #VALUE! | #VALUE! | #VALUE! | #VALUE! | #VALUE! | #VALUE! | #VALUE! | #VALUE! | #VALUE! | #VALUE! | #VALUE! | #VALUE! | #VALUE! | #VALUE! | #VALUE! | #VALUE! | #VALUE! | #VALUE! | #VALUE! | #VALUE! | #VALUE! | #VALUE! | #VALUE! | #VALUE! | #VALUE! | #VALUE! | #VALUE! | #VALUE! | #VALUE! | #VALUE! | #VALUE! | #VALUE! | #VALUE! | #VALUE! | #VALUE! | #VALUE! | #VALUE! | #VALUE! | #VALUE! | #VALUE! | #VALUE! | #VALUE! | #VALUE! | #VALUE! | #VALUE! | #VALUE!
| 90th |  | #VALUE! | #VALUE! | #VALUE! | #VALUE! | #VALUE! | #VALUE! | #VALUE! | #VALUE! | #VALUE! | #VALUE! | #VALUE! | #VALUE! | #VALUE! | #VALUE! | #VALUE! | #VALUE! | #VALUE! | #VALUE! | #VALUE! | #VALUE! | #VALUE! | #VALUE! | #VALUE! | #VALUE! | #VALUE! | #VALUE! | #VALUE! | #VALUE! | #VALUE! | #VALUE! | #VALUE! | #VALUE! | #VALUE! | #VALUE! | #VALUE! | #VALUE! | #VALUE! | #VALUE! | #VALUE! | #VALUE! | #VALUE! | #VALUE! | #VALUE! | #VALUE! | #VALUE! | #VALUE! | #VALUE! | #VALUE! | #VALUE! | #VALUE! | #VALUE! | #VALUE! | #VALUE! | #VALUE! | #VALUE! | #VALUE! | #VALUE! | #VALUE! | #VALUE! | #VALUE! | #VALUE! | #VALUE! | #VALUE! | #VALUE! | #VALUE! | #VALUE! | #VALUE! | #VALUE! | #VALUE! | #VALUE! | #VALUE! | #VALUE! | #VALUE! | #VALUE! | #VALUE! | #VALUE! | #VALUE! | #VALUE! | #VALUE! | #VALUE! | #VALUE! | #VALUE! | #VALUE! | #VALUE! | #VALUE! | #VALUE! | #VALUE! | #VALUE! | #VALUE! | #VALUE! | #VALUE! | #VALUE! | #VALUE! | #VALUE! | #VALUE! | #VALUE! | #VALUE! | #VALUE! | #VALUE! | #VALUE! | #VALUE! | #VALUE! | #VALUE! | #VALUE! | #VALUE! | #VALUE! | #VALUE! | #VALUE! | #VALUE! | #VALUE! | #VALUE!
| % yrs gen. |  | #DIV/0! | #DIV/0! | #DIV/0! | #DIV/0! | #DIV/0! | #DIV/0! | #DIV/0! | #DIV/0! | #DIV/0! | #DIV/0! | #DIV/0! | #DIV/0! | #DIV/0! | #DIV/0! | #DIV/0! | #DIV/0! | #DIV/0! | #DIV/0! | #DIV/0! | #DIV/0! | #DIV/0! | #DIV/0! | #DIV/0! | #DIV/0! | #DIV/0! | #DIV/0! | #DIV/0! | #DIV/0! | #DIV/0! | #DIV/0! | #DIV/0! | #DIV/0! | #DIV/0! | #DIV/0! | #DIV/0! | #DIV/0! | #DIV/0! | #DIV/0! | #DIV/0! | #DIV/0! | #DIV/0! | #DIV/0! | #DIV/0! | #DIV/0! | #DIV/0! | #DIV/0! | #DIV/0! | #DIV/0! | #DIV/0! | #DIV/0! | #DIV/0! | #DIV/0! | #DIV/0! | #DIV/0! | #DIV/0! | #DIV/0! | #DIV/0! | #DIV/0! | #DIV/0! | #DIV/0! | #DIV/0! | #DIV/0! | #DIV/0! | #DIV/0! | #DIV/0! | #DIV/0! | #DIV/0! | #DIV/0! | #DIV/0! | #DIV/0! | #DIV/0! | #DIV/0! | #DIV/0! | #DIV/0! | #DIV/0! | #DIV/0! | #DIV/0! | #DIV/0! | #DIV/0! | #DIV/0! | #DIV/0! | #DIV/0! | #DIV/0! | #DIV/0! | #DIV/0! | #DIV/0! | #DIV/0! | #DIV/0! | #DIV/0! | #DIV/0! | #DIV/0! | #DIV/0! | #DIV/0! | #DIV/0! | #DIV/0! | #DIV/0! | #DIV/0! | #DIV/0! | #DIV/0! | #DIV/0! | #DIV/0! | #DIV/0! | #DIV/0! | #DIV/0! | #DIV/0! | #DIV/0! | #DIV/0! | #DIV/0! | #DIV/0! | #DIV/0! | #DIV/0!
MEAD GEN (GWh/yr) | avg |  | #DIV/0! | #DIV/0! | #DIV/0! | #DIV/0! | #DIV/0! | #DIV/0! | #DIV/0! | #DIV/0! | #DIV/0! | #DIV/0! | #DIV/0! | #DIV/0! | #DIV/0! | #DIV/0! | #DIV/0! | #DIV/0! | #DIV/0! | #DIV/0! | #DIV/0! | #DIV/0! | #DIV/0! | #DIV/0! | #DIV/0! | #DIV/0! | #DIV/0! | #DIV/0! | #DIV/0! | #DIV/0! | #DIV/0! | #DIV/0! | #DIV/0! | #DIV/0! | #DIV/0! | #DIV/0! | #DIV/0! | #DIV/0! | #DIV/0! | #DIV/0! | #DIV/0! | #DIV/0! | #DIV/0! | #DIV/0! | #DIV/0! | #DIV/0! | #DIV/0! | #DIV/0! | #DIV/0! | #DIV/0! | #DIV/0! | #DIV/0! | #DIV/0! | #DIV/0! | #DIV/0! | #DIV/0! | #DIV/0! | #DIV/0! | #DIV/0! | #DIV/0! | #DIV/0! | #DIV/0! | #DIV/0! | #DIV/0! | #DIV/0! | #DIV/0! | #DIV/0! | #DIV/0! | #DIV/0! | #DIV/0! | #DIV/0! | #DIV/0! | #DIV/0! | #DIV/0! | #DIV/0! | #DIV/0! | #DIV/0! | #DIV/0! | #DIV/0! | #DIV/0! | #DIV/0! | #DIV/0! | #DIV/0! | #DIV/0! | #DIV/0! | #DIV/0! | #DIV/0! | #DIV/0! | #DIV/0! | #DIV/0! | #DIV/0! | #DIV/0! | #DIV/0! | #DIV/0! | #DIV/0! | #DIV/0! | #DIV/0! | #DIV/0! | #DIV/0! | #DIV/0! | #DIV/0! | #DIV/0! | #DIV/0! | #DIV/0! | #DIV/0! | #DIV/0! | #DIV/0! | #DIV/0! | #DIV/0! | #DIV/0! | #DIV/0! | #DIV/0! | #DIV/0!
| median |  | #VALUE! | #VALUE! | #VALUE! | #VALUE! | #VALUE! | #VALUE! | #VALUE! | #VALUE! | #VALUE! | #VALUE! | #VALUE! | #VALUE! | #VALUE! | #VALUE! | #VALUE! | #VALUE! | #VALUE! | #VALUE! | #VALUE! | #VALUE! | #VALUE! | #VALUE! | #VALUE! | #VALUE! | #VALUE! | #VALUE! | #VALUE! | #VALUE! | #VALUE! | #VALUE! | #VALUE! | #VALUE! | #VALUE! | #VALUE! | #VALUE! | #VALUE! | #VALUE! | #VALUE! | #VALUE! | #VALUE! | #VALUE! | #VALUE! | #VALUE! | #VALUE! | #VALUE! | #VALUE! | #VALUE! | #VALUE! | #VALUE! | #VALUE! | #VALUE! | #VALUE! | #VALUE! | #VALUE! | #VALUE! | #VALUE! | #VALUE! | #VALUE! | #VALUE! | #VALUE! | #VALUE! | #VALUE! | #VALUE! | #VALUE! | #VALUE! | #VALUE! | #VALUE! | #VALUE! | #VALUE! | #VALUE! | #VALUE! | #VALUE! | #VALUE! | #VALUE! | #VALUE! | #VALUE! | #VALUE! | #VALUE! | #VALUE! | #VALUE! | #VALUE! | #VALUE! | #VALUE! | #VALUE! | #VALUE! | #VALUE! | #VALUE! | #VALUE! | #VALUE! | #VALUE! | #VALUE! | #VALUE! | #VALUE! | #VALUE! | #VALUE! | #VALUE! | #VALUE! | #VALUE! | #VALUE! | #VALUE! | #VALUE! | #VALUE! | #VALUE! | #VALUE! | #VALUE! | #VALUE! | #VALUE! | #VALUE! | #VALUE! | #VALUE! | #VALUE!
| 10th |  | #VALUE! | #VALUE! | #VALUE! | #VALUE! | #VALUE! | #VALUE! | #VALUE! | #VALUE! | #VALUE! | #VALUE! | #VALUE! | #VALUE! | #VALUE! | #VALUE! | #VALUE! | #VALUE! | #VALUE! | #VALUE! | #VALUE! | #VALUE! | #VALUE! | #VALUE! | #VALUE! | #VALUE! | #VALUE! | #VALUE! | #VALUE! | #VALUE! | #VALUE! | #VALUE! | #VALUE! | #VALUE! | #VALUE! | #VALUE! | #VALUE! | #VALUE! | #VALUE! | #VALUE! | #VALUE! | #VALUE! | #VALUE! | #VALUE! | #VALUE! | #VALUE! | #VALUE! | #VALUE! | #VALUE! | #VALUE! | #VALUE! | #VALUE! | #VALUE! | #VALUE! | #VALUE! | #VALUE! | #VALUE! | #VALUE! | #VALUE! | #VALUE! | #VALUE! | #VALUE! | #VALUE! | #VALUE! | #VALUE! | #VALUE! | #VALUE! | #VALUE! | #VALUE! | #VALUE! | #VALUE! | #VALUE! | #VALUE! | #VALUE! | #VALUE! | #VALUE! | #VALUE! | #VALUE! | #VALUE! | #VALUE! | #VALUE! | #VALUE! | #VALUE! | #VALUE! | #VALUE! | #VALUE! | #VALUE! | #VALUE! | #VALUE! | #VALUE! | #VALUE! | #VALUE! | #VALUE! | #VALUE! | #VALUE! | #VALUE! | #VALUE! | #VALUE! | #VALUE! | #VALUE! | #VALUE! | #VALUE! | #VALUE! | #VALUE! | #VALUE! | #VALUE! | #VALUE! | #VALUE! | #VALUE! | #VALUE! | #VALUE! | #VALUE! | #VALUE!
| 25th |  | #VALUE! | #VALUE! | #VALUE! | #VALUE! | #VALUE! | #VALUE! | #VALUE! | #VALUE! | #VALUE! | #VALUE! | #VALUE! | #VALUE! | #VALUE! | #VALUE! | #VALUE! | #VALUE! | #VALUE! | #VALUE! | #VALUE! | #VALUE! | #VALUE! | #VALUE! | #VALUE! | #VALUE! | #VALUE! | #VALUE! | #VALUE! | #VALUE! | #VALUE! | #VALUE! | #VALUE! | #VALUE! | #VALUE! | #VALUE! | #VALUE! | #VALUE! | #VALUE! | #VALUE! | #VALUE! | #VALUE! | #VALUE! | #VALUE! | #VALUE! | #VALUE! | #VALUE! | #VALUE! | #VALUE! | #VALUE! | #VALUE! | #VALUE! | #VALUE! | #VALUE! | #VALUE! | #VALUE! | #VALUE! | #VALUE! | #VALUE! | #VALUE! | #VALUE! | #VALUE! | #VALUE! | #VALUE! | #VALUE! | #VALUE! | #VALUE! | #VALUE! | #VALUE! | #VALUE! | #VALUE! | #VALUE! | #VALUE! | #VALUE! | #VALUE! | #VALUE! | #VALUE! | #VALUE! | #VALUE! | #VALUE! | #VALUE! | #VALUE! | #VALUE! | #VALUE! | #VALUE! | #VALUE! | #VALUE! | #VALUE! | #VALUE! | #VALUE! | #VALUE! | #VALUE! | #VALUE! | #VALUE! | #VALUE! | #VALUE! | #VALUE! | #VALUE! | #VALUE! | #VALUE! | #VALUE! | #VALUE! | #VALUE! | #VALUE! | #VALUE! | #VALUE! | #VALUE! | #VALUE! | #VALUE! | #VALUE! | #VALUE! | #VALUE! | #VALUE!
| 75th |  | #VALUE! | #VALUE! | #VALUE! | #VALUE! | #VALUE! | #VALUE! | #VALUE! | #VALUE! | #VALUE! | #VALUE! | #VALUE! | #VALUE! | #VALUE! | #VALUE! | #VALUE! | #VALUE! | #VALUE! | #VALUE! | #VALUE! | #VALUE! | #VALUE! | #VALUE! | #VALUE! | #VALUE! | #VALUE! | #VALUE! | #VALUE! | #VALUE! | #VALUE! | #VALUE! | #VALUE! | #VALUE! | #VALUE! | #VALUE! | #VALUE! | #VALUE! | #VALUE! | #VALUE! | #VALUE! | #VALUE! | #VALUE! | #VALUE! | #VALUE! | #VALUE! | #VALUE! | #VALUE! | #VALUE! | #VALUE! | #VALUE! | #VALUE! | #VALUE! | #VALUE! | #VALUE! | #VALUE! | #VALUE! | #VALUE! | #VALUE! | #VALUE! | #VALUE! | #VALUE! | #VALUE! | #VALUE! | #VALUE! | #VALUE! | #VALUE! | #VALUE! | #VALUE! | #VALUE! | #VALUE! | #VALUE! | #VALUE! | #VALUE! | #VALUE! | #VALUE! | #VALUE! | #VALUE! | #VALUE! | #VALUE! | #VALUE! | #VALUE! | #VALUE! | #VALUE! | #VALUE! | #VALUE! | #VALUE! | #VALUE! | #VALUE! | #VALUE! | #VALUE! | #VALUE! | #VALUE! | #VALUE! | #VALUE! | #VALUE! | #VALUE! | #VALUE! | #VALUE! | #VALUE! | #VALUE! | #VALUE! | #VALUE! | #VALUE! | #VALUE! | #VALUE! | #VALUE! | #VALUE! | #VALUE! | #VALUE! | #VALUE! | #VALUE! | #VALUE!
| 90th |  | #VALUE! | #VALUE! | #VALUE! | #VALUE! | #VALUE! | #VALUE! | #VALUE! | #VALUE! | #VALUE! | #VALUE! | #VALUE! | #VALUE! | #VALUE! | #VALUE! | #VALUE! | #VALUE! | #VALUE! | #VALUE! | #VALUE! | #VALUE! | #VALUE! | #VALUE! | #VALUE! | #VALUE! | #VALUE! | #VALUE! | #VALUE! | #VALUE! | #VALUE! | #VALUE! | #VALUE! | #VALUE! | #VALUE! | #VALUE! | #VALUE! | #VALUE! | #VALUE! | #VALUE! | #VALUE! | #VALUE! | #VALUE! | #VALUE! | #VALUE! | #VALUE! | #VALUE! | #VALUE! | #VALUE! | #VALUE! | #VALUE! | #VALUE! | #VALUE! | #VALUE! | #VALUE! | #VALUE! | #VALUE! | #VALUE! | #VALUE! | #VALUE! | #VALUE! | #VALUE! | #VALUE! | #VALUE! | #VALUE! | #VALUE! | #VALUE! | #VALUE! | #VALUE! | #VALUE! | #VALUE! | #VALUE! | #VALUE! | #VALUE! | #VALUE! | #VALUE! | #VALUE! | #VALUE! | #VALUE! | #VALUE! | #VALUE! | #VALUE! | #VALUE! | #VALUE! | #VALUE! | #VALUE! | #VALUE! | #VALUE! | #VALUE! | #VALUE! | #VALUE! | #VALUE! | #VALUE! | #VALUE! | #VALUE! | #VALUE! | #VALUE! | #VALUE! | #VALUE! | #VALUE! | #VALUE! | #VALUE! | #VALUE! | #VALUE! | #VALUE! | #VALUE! | #VALUE! | #VALUE! | #VALUE! | #VALUE! | #VALUE! | #VALUE! | #VALUE!
| % yrs gen. |  | #DIV/0! | #DIV/0! | #DIV/0! | #DIV/0! | #DIV/0! | #DIV/0! | #DIV/0! | #DIV/0! | #DIV/0! | #DIV/0! | #DIV/0! | #DIV/0! | #DIV/0! | #DIV/0! | #DIV/0! | #DIV/0! | #DIV/0! | #DIV/0! | #DIV/0! | #DIV/0! | #DIV/0! | #DIV/0! | #DIV/0! | #DIV/0! | #DIV/0! | #DIV/0! | #DIV/0! | #DIV/0! | #DIV/0! | #DIV/0! | #DIV/0! | #DIV/0! | #DIV/0! | #DIV/0! | #DIV/0! | #DIV/0! | #DIV/0! | #DIV/0! | #DIV/0! | #DIV/0! | #DIV/0! | #DIV/0! | #DIV/0! | #DIV/0! | #DIV/0! | #DIV/0! | #DIV/0! | #DIV/0! | #DIV/0! | #DIV/0! | #DIV/0! | #DIV/0! | #DIV/0! | #DIV/0! | #DIV/0! | #DIV/0! | #DIV/0! | #DIV/0! | #DIV/0! | #DIV/0! | #DIV/0! | #DIV/0! | #DIV/0! | #DIV/0! | #DIV/0! | #DIV/0! | #DIV/0! | #DIV/0! | #DIV/0! | #DIV/0! | #DIV/0! | #DIV/0! | #DIV/0! | #DIV/0! | #DIV/0! | #DIV/0! | #DIV/0! | #DIV/0! | #DIV/0! | #DIV/0! | #DIV/0! | #DIV/0! | #DIV/0! | #DIV/0! | #DIV/0! | #DIV/0! | #DIV/0! | #DIV/0! | #DIV/0! | #DIV/0! | #DIV/0! | #DIV/0! | #DIV/0! | #DIV/0! | #DIV/0! | #DIV/0! | #DIV/0! | #DIV/0! | #DIV/0! | #DIV/0! | #DIV/0! | #DIV/0! | #DIV/0! | #DIV/0! | #DIV/0! | #DIV/0! | #DIV/0! | #DIV/0! | #DIV/0! | #DIV/0! | #DIV/0!
Total Gen (GWhr/yr) |  |  | #DIV/0! | #DIV/0! | #DIV/0! | #DIV/0! | #DIV/0! | #DIV/0! | #DIV/0! | #DIV/0! | #DIV/0! | #DIV/0! | #DIV/0! | #DIV/0! | #DIV/0! | #DIV/0! | #DIV/0! | #DIV/0! | #DIV/0! | #DIV/0! | #DIV/0! | #DIV/0! | #DIV/0! | #DIV/0! | #DIV/0! | #DIV/0! | #DIV/0! | #DIV/0! | #DIV/0! | #DIV/0! | #DIV/0! | #DIV/0! | #DIV/0! | #DIV/0! | #DIV/0! | #DIV/0! | #DIV/0! | #DIV/0! | #DIV/0! | #DIV/0! | #DIV/0! | #DIV/0! | #DIV/0! | #DIV/0! | #DIV/0! | #DIV/0! | #DIV/0! | #DIV/0! | #DIV/0! | #DIV/0! | #DIV/0! | #DIV/0! | #DIV/0! | #DIV/0! | #DIV/0! | #DIV/0! | #DIV/0! | #DIV/0! | #DIV/0! | #DIV/0! | #DIV/0! | #DIV/0! | #DIV/0! | #DIV/0! | #DIV/0! | #DIV/0! | #DIV/0! | #DIV/0! | #DIV/0! | #DIV/0! | #DIV/0! | #DIV/0! | #DIV/0! | #DIV/0! | #DIV/0! | #DIV/0! | #DIV/0! | #DIV/0! | #DIV/0! | #DIV/0! | #DIV/0! | #DIV/0! | #DIV/0! | #DIV/0! | #DIV/0! | #DIV/0! | #DIV/0! | #DIV/0! | #DIV/0! | #DIV/0! | #DIV/0! | #DIV/0! | #DIV/0! | #DIV/0! | #DIV/0! | #DIV/0! | #DIV/0! | #DIV/0! | #DIV/0! | #DIV/0! | #DIV/0! | #DIV/0! | #DIV/0! | #DIV/0! | #DIV/0! | #DIV/0! | #DIV/0! | #DIV/0! | #DIV/0! | #DIV/0! | #DIV/0! | #DIV/0! | #DIV/0!
Mead In (MAF/yr) | avg |  | 9.6798 | 10.1013 | 10.5158 | 10.5056 | 10.5265 | 10.6242 | 10.614 | 10.5515 | 10.6993 | 10.6465 | 10.6826 | 10.6815 | 10.7029 | 10.6414 | 10.6521 | 10.5743 | 10.3933 | 10.3886 | 10.3822 | 10.3541 | 10.3838 | 10.3927 | 10.3748 | 10.3975 | 10.3807 | 10.401 | 10.3542 | 10.3695 | 10.3324 | 10.3333 | 10.2993 | 10.3089 | 10.3202 | 10.3114 | 10.3054 | 10.2979 | 10.2863 | 10.2792 | 10.2632 | 10.2594 | 10.2689 | 10.2525 | 10.2324 | 10.2152 | 10.2079 | 10.2001 | 10.1875 | 10.1788 | 10.1629 | 10.1521 | 10.1431 | 10.1335 | 10.1223 | 10.1148 | 10.1079 | 10.1016 | 10.0958 | 10.0906 | 10.0858 | 10.0814 | 10.0776 | 10.0741 | 10.0707 | 10.0672 | 10.064 | 10.0611 | 10.0585 | 10.0569 | 10.0553 | 10.0535 | 10.0519 | 10.0507 | 10.0496 | 10.0487 | 10.0479 | 10.0472 | 10.0466 | 10.046 | 10.0456 | 10.0452 | 10.0449 | 10.0446 | 10.0445 | 10.0444 | 10.0444 | 10.0444 | 10.0444 | 10.0444 | 10.0444 | 10.0444 | 10.0444 | 10.0443 | 10.0444 | 10.0443 | 10.0443 | 10.0443 | 10.0443 | 10.0443 | 10.0443 | 10.0443 | 10.0443 | 10.0443 | 10.0443 | 10.0443 | 10.0443 | 10.0443 | 10.0443 | 10.0443 | 10.0443 | 10.0443 | 10.0443
| 10% |  | 8.1847 | 8.1555 | 8.0974 | 8.2799 | 8.379 | 8.479 | 8.3262 | 8.3262 | 8.6498 | 8.7036 | 8.5898 | 8.4699 | 8.6298 | 8.7436 | 8.6095 | 8.577 | 7.9533 | 7.9837 | 7.9499 | 8.7524 | 8.7524 | 8.7524 | 8.7524 | 8.7524 | 8.7524 | 8.7524 | 8.7524 | 8.7524 | 8.7524 | 8.7524 | 8.7524 | 8.7524 | 8.7524 | 8.7524 | 8.7524 | 8.7524 | 8.7524 | 8.7524 | 8.7524 | 8.7524 | 8.7524 | 8.7524 | 8.7524 | 8.7524 | 8.7524 | 8.7524 | 8.7524 | 8.7524 | 8.7524 | 8.7137 | 8.7137 | 8.7137 | 8.7137 | 8.7137 | 8.7137 | 8.7137 | 8.7137 | 8.7137 | 8.7137 | 8.7137 | 8.7137 | 8.7137 | 8.7137 | 8.7137 | 8.7137 | 8.7137 | 8.7137 | 8.7137 | 8.7137 | 8.7137 | 8.7137 | 8.7137 | 8.7137 | 8.7137 | 8.7137 | 8.7137 | 8.7137 | 8.7137 | 8.7137 | 8.7137 | 8.7137 | 8.7137 | 8.7137 | 8.7137 | 8.7137 | 8.7137 | 8.7137 | 8.7137 | 8.7137 | 8.7137 | 8.7137 | 8.7137 | 8.7137 | 8.7137 | 8.7137 | 8.7137 | 8.7137 | 8.7137 | 8.7137 | 8.7137 | 8.7137 | 8.7137 | 8.7137 | 8.7137 | 8.7137 | 8.7137 | 8.7137 | 8.7137 | 8.7137 | 8.7137 | 8.7137
| 90% |  | 12.583 | 13.6159 | 13.976 | 14.1061 | 14.0605 | 14.078 | 14.0617 | 14.1386 | 14.6065 | 14.5943 | 14.8774 | 15.111 | 14.8878 | 14.6401 | 14.8579 | 14.8429 | 14.8279 | 14.9337 | 15.0142 | 14.8834 | 14.6879 | 14.6729 | 14.7062 | 14.7424 | 14.6572 | 14.6129 | 14.103 | 14.2132 | 14.1467 | 14.3034 | 14.0541 | 14.5228 | 14.5078 | 14.4928 | 14.4778 | 14.4628 | 14.4205 | 14.4328 | 14.0765 | 14.4028 | 14.3878 | 14.3728 | 14.3578 | 13.8658 | 14.0361 | 14.1644 | 13.7883 | 13.7732 | 13.7581 | 13.743 | 13.7062 | 13.6911 | 13.676 | 13.676 | 13.6759 | 13.6759 | 13.6757 | 13.6756 | 13.6755 | 13.6754 | 13.6753 | 13.6753 | 13.6752 | 13.6751 | 13.6751 | 13.675 | 13.6749 | 13.6749 | 13.6749 | 13.6748 | 13.6748 | 13.6748 | 13.6748 | 13.6747 | 13.6747 | 13.6747 | 13.6747 | 13.6747 | 13.6747 | 13.6747 | 13.6747 | 13.6747 | 13.6747 | 13.6747 | 13.6747 | 13.6747 | 13.6747 | 13.6747 | 13.6747 | 13.6747 | 13.6747 | 13.6747 | 13.6747 | 13.6747 | 13.6747 | 13.6747 | 13.6747 | 13.6747 | 13.6747 | 13.6747 | 13.6747 | 13.6747 | 13.6747 | 13.6747 | 13.6747 | 13.6747 | 13.6747 | 13.6747 | 13.6747 | 13.6747 | 13.6747
0
UB | USE |  | 4.65 | 4.5268 | 4.68 | 4.695 | 4.71 | 4.725 | 4.74 | 4.5768 | 4.77 | 4.785 | 4.8 | 4.815 | 4.83 | 4.7865 | 4.86 | 4.875 | 4.89 | 4.905 | 4.92 | 4.935 | 4.95 | 4.965 | 4.98 | 4.995 | 5.01 | 5.025 | 5.04 | 5.055 | 5.07 | 5.085 | 5.1 | 5.115 | 5.13 | 5.145 | 5.16 | 5.175 | 4.9736 | 5.205 | 5.1793 | 4.9179 | 5.2169 | 5.265 | 5.28 | 5.295 | 5.2486 | 5.1462 | 5.34 | 5.355 | 5.37 | 5.385 | 5.4 | 5.3207 | 5.43 | 5.43 | 5.43 | 5.43 | 5.4072 | 5.43 | 5.3428 | 5.2004 | 5.2721 | 5.3579 | 5.43 | 5.43 | 5.2438 | 5.3815 | 5.2446 | 5.43 | 5.2451 | 5.3226 | 5.43 | 5.3638 | 5.3732 | 5.43 | 5.43 | 5.43 | 5.43 | 5.4035 | 5.43 | 5.43 | 5.43 | 5.3472 | 5.0571 | 5.43 | 5.43 | 5.43 | 5.2216 | 5.43 | 5.43 | 5.43 | 5.43 | 5.43 | 5.43 | 5.3727 | 5.2895 | 5.2485 | 5.393 | 5.3311 | 5.43 | 5.3164 | 5.43 | 5.43 | 5.43 | 5.43 | 5.43 | 5.3393 | 5.3316 | 5.0919 | 5.3016 | 5.2488 | 5.43
INFLOW | zTO MEAD |  | 8.3389 | 9.129 | 9.899 | 9.2972 | 9.899 | 9.899 | 9.899 | 9.899 | 9.899 | 9.899 | 10.6671 | 16.5571 | 9.2529 | 14.5057 | 10.3012 | 10.2433 | 12.5878 | 10.1977 | 15.6817 | 9.5099 | 14.8675 | 18.8422 | 11.0693 | 9.4773 | 16.7528 | 18.2272 | 14.0901 | 14.5829 | 10.4407 | 8.884 | 10.7591 | 13.7542 | 12.0806 | 15.7412 | 10.2129 | 8.8655 | 9.4569 | 8.9104 | 8.7975 | 8.5295 | 8.7127 | 9.0365 | 8.8357 | 9.1033 | 9.247 | 10.2876 | 9.0805 | 9.0591 | 9.1349 | 9.2377 | 8.9685 | 8.9335 | 8.5281 | 10.6487 | 8.5498 | 8.5803 | 13.4035 | 8.6636 | 8.7524 | 9.0362 | 8.6199 | 9.1427 | 9.134 | 8.7786 | 9.0471 | 8.9899 | 8.6427 | 8.8074 | 8.6098 | 9.487 | 9.2663 | 9.0655 | 9.0715 | 9.2987 | 8.9537 | 8.8071 | 8.8837 | 9.5925 | 8.974 | 8.9412 | 8.8646 | 8.6593 | 9.4706 | 9.5613 | 9.7917 | 8.9797 | 9.276 | 9.8377 | 18.3706 | 15.9968 | 16.8421 | 11.8889 | 9.0919 | 8.9348 | 8.8537 | 9.189 | 9.528 | 10.2244 | 8.8812 | 9.7081 | 8.8021 | 9.3076 | 11.8562 | 11.153 | 8.7137 | 8.7997 | 8.5838 | 8.754 | 8.9565 | 9.089 | 9.089
INFLOW | zTO MEAD |  | 9.8082 | 9.129 | 11.2425 | 9.129 | 9.129 | 9.899 | 9.899 | 9.899 | 9.899 | 12.4471 | 16.3424 | 9.2129 | 13.973 | 10.2838 | 10.4538 | 12.7011 | 10.3158 | 15.8251 | 9.6154 | 14.8834 | 18.8572 | 11.0843 | 9.4773 | 16.7816 | 18.2433 | 14.1051 | 14.5979 | 10.4557 | 8.884 | 10.7879 | 13.7703 | 12.0957 | 15.7562 | 10.2279 | 8.8655 | 9.4569 | 8.9104 | 8.7975 | 8.5295 | 8.7127 | 9.0365 | 8.8357 | 9.1033 | 9.247 | 10.2876 | 9.0805 | 9.0591 | 9.1349 | 9.2377 | 8.9685 | 8.9335 | 8.5281 | 10.855 | 8.5498 | 8.5803 | 13.4202 | 8.6636 | 8.7524 | 9.0362 | 8.6199 | 9.1427 | 9.134 | 8.7786 | 9.0471 | 8.9899 | 8.6427 | 8.8074 | 8.6098 | 9.487 | 9.2663 | 9.0655 | 9.0715 | 9.2987 | 8.9537 | 8.8071 | 8.8837 | 9.5925 | 8.974 | 8.9412 | 8.8646 | 8.6593 | 9.4706 | 9.5613 | 9.7917 | 8.9797 | 9.276 | 9.8377 | 18.3719 | 15.9969 | 16.8421 | 11.8889 | 9.0919 | 8.9348 | 8.8537 | 9.189 | 9.528 | 10.2244 | 8.8812 | 9.7081 | 8.8021 | 9.3076 | 11.8562 | 11.153 | 8.7137 | 8.7997 | 8.5838 | 8.754 | 8.9565 | 9.089 | 9.089 | 9.089
INFLOW | zTO MEAD |  | 9.0889 | 9.129 | 9.899 | 9.899 | 9.899 | 9.899 | 9.899 | 9.899 | 9.9298 | 16.5338 | 9.2129 | 14.7095 | 10.3236 | 10.2551 | 12.5975 | 10.2084 | 15.2791 | 9.5876 | 14.9747 | 18.8719 | 11.0993 | 9.4773 | 16.8104 | 18.2594 | 14.1202 | 14.6129 | 10.4708 | 8.884 | 10.8167 | 13.7864 | 12.1108 | 15.7712 | 10.2429 | 8.8655 | 9.4569 | 8.9104 | 8.7975 | 8.5295 | 8.7127 | 9.0365 | 8.8357 | 9.1033 | 9.247 | 10.2876 | 9.0805 | 9.0591 | 9.1349 | 9.2377 | 8.9685 | 8.9335 | 8.5281 | 11.077 | 8.5498 | 8.5803 | 13.4373 | 8.6636 | 8.7524 | 9.0362 | 8.6199 | 9.1427 | 9.134 | 8.7786 | 9.0471 | 8.9899 | 8.6427 | 8.8074 | 8.6098 | 9.487 | 9.2663 | 9.0655 | 9.0715 | 9.2987 | 8.9537 | 8.8071 | 8.8837 | 9.5925 | 8.974 | 8.9412 | 8.8646 | 8.6593 | 9.4706 | 9.5613 | 9.7917 | 8.9797 | 9.276 | 9.8377 | 18.3719 | 15.9969 | 16.8421 | 11.8889 | 9.0919 | 8.9348 | 8.8537 | 9.189 | 9.528 | 10.2244 | 8.8812 | 9.7081 | 8.8021 | 9.3076 | 11.8562 | 11.153 | 8.7137 | 8.7997 | 8.5838 | 8.754 | 8.9565 | 9.089 | 9.089 | 9.089 | 9.089
INFLOW | zTO MEAD |  | 9.0889 | 9.129 | 9.899 | 9.899 | 9.899 | 9.899 | 9.899 | 10.3781 | 16.3399 | 9.2129 | 14.5247 | 10.3042 | 10.4634 | 12.6109 | 10.416 | 15.1139 | 9.5879 | 14.9885 | 18.9668 | 11.1143 | 9.4773 | 16.8392 | 18.2755 | 14.1353 | 14.6279 | 10.4858 | 8.884 | 10.8455 | 13.8025 | 12.1259 | 15.7863 | 10.2579 | 8.8655 | 9.4569 | 8.9104 | 8.7975 | 8.5295 | 8.7127 | 9.0365 | 8.8357 | 9.1033 | 9.247 | 10.2876 | 9.0805 | 9.0591 | 9.1349 | 9.2377 | 8.9685 | 8.9335 | 8.6712 | 11.1687 | 8.5498 | 8.5803 | 13.4572 | 8.6636 | 8.7524 | 9.0362 | 8.6199 | 9.1427 | 9.134 | 8.7786 | 9.0471 | 8.9899 | 8.6427 | 8.8074 | 8.6098 | 9.487 | 9.2663 | 9.0655 | 9.0715 | 9.2987 | 8.9537 | 8.8071 | 8.8837 | 9.5925 | 8.974 | 8.9412 | 8.8646 | 8.6593 | 9.4706 | 9.5613 | 9.7917 | 8.9797 | 9.276 | 9.8377 | 18.3735 | 15.997 | 16.8421 | 11.8889 | 9.0919 | 8.9348 | 8.8537 | 9.189 | 9.528 | 10.2244 | 8.8812 | 9.7081 | 8.8021 | 9.3076 | 11.8562 | 11.153 | 8.7137 | 8.7997 | 8.5838 | 8.754 | 8.9565 | 9.089 | 9.089 | 9.089 | 9.089 | 9.089
INFLOW | zTO MEAD |  | 9.0889 | 9.129 | 8.379 | 9.899 | 9.899 | 9.899 | 10.4042 | 16.4836 | 9.2129 | 14.5943 | 10.3128 | 10.4491 | 12.817 | 10.427 | 14.7187 | 9.7103 | 14.8742 | 18.9712 | 11.2084 | 9.4773 | 16.8679 | 18.2916 | 14.1504 | 14.6429 | 10.5008 | 8.884 | 10.8743 | 13.8186 | 12.141 | 15.8013 | 10.2729 | 8.8655 | 9.4569 | 8.9104 | 8.7975 | 8.5295 | 8.7127 | 9.0365 | 8.8357 | 9.1033 | 9.247 | 10.2876 | 9.0805 | 9.0591 | 9.1349 | 9.2377 | 8.9685 | 8.9335 | 8.8868 | 11.2 | 8.5498 | 8.5803 | 13.4861 | 8.6636 | 8.7524 | 9.0362 | 8.6199 | 9.1427 | 9.134 | 8.7786 | 9.0471 | 8.9899 | 8.6427 | 8.8074 | 8.6098 | 9.487 | 9.2663 | 9.0655 | 9.0715 | 9.2987 | 8.9537 | 8.8071 | 8.8837 | 9.5925 | 8.974 | 8.9412 | 8.8646 | 8.6593 | 9.4706 | 9.5613 | 9.7917 | 8.9797 | 9.276 | 9.8377 | 18.374 | 15.9971 | 16.8421 | 11.8889 | 9.0919 | 8.9348 | 8.8537 | 9.189 | 9.528 | 10.2244 | 8.8812 | 9.7081 | 8.8021 | 9.3076 | 11.8562 | 11.153 | 8.7137 | 8.7997 | 8.5838 | 8.754 | 8.9565 | 9.089 | 9.089 | 9.089 | 9.089 | 9.089 | 9.089
INFLOW | zTO MEAD |  | 9.0889 | 8.379 | 9.899 | 9.899 | 9.899 | 10.6298 | 16.3962 | 9.2129 | 14.6065 | 10.318 | 10.4576 | 12.8057 | 10.4341 | 14.6401 | 9.756 | 14.8535 | 18.9834 | 11.2232 | 9.5573 | 16.8967 | 18.3077 | 14.1655 | 14.6579 | 10.5158 | 8.884 | 10.9031 | 13.8347 | 12.1561 | 15.8163 | 10.2879 | 8.8655 | 9.4569 | 8.9104 | 8.7975 | 8.5295 | 8.7127 | 9.0365 | 8.8357 | 9.1033 | 9.247 | 10.2876 | 9.0805 | 9.0591 | 9.1349 | 9.2377 | 8.9685 | 8.9335 | 9.0973 | 11.2311 | 8.5498 | 8.5803 | 13.53 | 8.6636 | 8.7524 | 9.0362 | 8.6199 | 9.1427 | 9.134 | 8.7786 | 9.0471 | 8.9899 | 8.6427 | 8.8074 | 8.6098 | 9.487 | 9.2663 | 9.0655 | 9.0715 | 9.2987 | 8.9537 | 8.8071 | 8.8837 | 9.5925 | 8.974 | 8.9412 | 8.8646 | 8.6593 | 9.4706 | 9.5613 | 9.7917 | 8.9797 | 9.276 | 9.8377 | 18.374 | 15.9971 | 16.8421 | 11.8889 | 9.0919 | 8.9348 | 8.8537 | 9.189 | 9.528 | 10.2244 | 8.8812 | 9.7081 | 8.8021 | 9.3076 | 11.8562 | 11.153 | 8.7137 | 8.7997 | 8.5838 | 8.754 | 8.9565 | 9.089 | 9.089 | 9.089 | 9.089 | 9.089 | 9.089 | 9.089
INFLOW | zTO MEAD |  | 8.3389 | 9.129 | 9.899 | 9.899 | 11.0943 | 16.5738 | 9.2129 | 14.385 | 10.3584 | 10.4655 | 12.8108 | 10.4213 | 14.6473 | 9.7642 | 14.8738 | 18.9988 | 11.2382 | 9.5607 | 17.0023 | 18.3235 | 14.1806 | 14.6729 | 10.5308 | 8.884 | 10.9319 | 13.8508 | 12.1712 | 15.8313 | 10.3029 | 8.8655 | 9.4569 | 8.9104 | 8.7975 | 8.5295 | 8.7127 | 9.0365 | 8.8357 | 9.1033 | 9.247 | 10.2876 | 9.0805 | 9.0591 | 9.1423 | 9.2377 | 8.9685 | 8.9335 | 9.3044 | 11.2617 | 8.5498 | 8.5803 | 13.5709 | 8.6636 | 8.7524 | 9.0362 | 8.6199 | 9.1427 | 9.134 | 8.7786 | 9.0471 | 8.9899 | 8.6427 | 8.8074 | 8.6098 | 9.487 | 9.2663 | 9.0655 | 9.0715 | 9.2987 | 8.9537 | 8.8071 | 8.8837 | 9.5925 | 8.974 | 8.9412 | 8.8646 | 8.6593 | 9.4706 | 9.5613 | 9.7917 | 8.9797 | 9.276 | 9.8377 | 18.3801 | 15.9975 | 16.8422 | 11.8889 | 9.0919 | 8.9348 | 8.8537 | 9.189 | 9.528 | 10.2244 | 8.8812 | 9.7081 | 8.8021 | 9.3076 | 11.8562 | 11.153 | 8.7137 | 8.7997 | 8.5838 | 8.754 | 8.9565 | 9.089 | 9.089 | 9.089 | 9.089 | 9.089 | 9.089 | 9.089 | 9.089
INFLOW | zTO MEAD |  | 9.0889 | 9.129 | 10.8973 | 13.3979 | 14.8821 | 9.2149 | 14.0617 | 10.3607 | 10.5324 | 13.2273 | 10.2164 | 16.0454 | 9.7195 | 15.0545 | 19.0273 | 11.2543 | 9.5663 | 17.0261 | 18.4192 | 14.1956 | 14.6879 | 10.5458 | 8.884 | 10.9607 | 13.8669 | 12.1862 | 15.8463 | 10.3179 | 8.8655 | 9.4569 | 8.9104 | 8.7975 | 8.5295 | 8.7127 | 9.0365 | 8.8357 | 9.1033 | 9.247 | 10.2876 | 9.0805 | 9.0591 | 9.3095 | 9.2377 | 8.9685 | 8.9335 | 9.3732 | 11.281 | 8.5498 | 8.5803 | 13.6139 | 8.6636 | 8.7524 | 9.0362 | 8.6199 | 9.1427 | 9.134 | 8.7786 | 9.0471 | 8.9899 | 8.6427 | 8.8074 | 8.6098 | 9.487 | 9.2663 | 9.0655 | 9.0715 | 9.2987 | 8.9537 | 8.8071 | 8.8837 | 9.5925 | 8.974 | 8.9412 | 8.8646 | 8.6593 | 9.4706 | 9.5613 | 9.7917 | 8.9797 | 9.276 | 9.8377 | 18.3957 | 15.9988 | 16.8423 | 11.8889 | 9.0919 | 8.9348 | 8.8537 | 9.189 | 9.528 | 10.2244 | 8.8812 | 9.7081 | 8.8021 | 9.3076 | 11.8562 | 11.153 | 8.7137 | 8.7997 | 8.5838 | 8.754 | 8.9565 | 9.089 | 9.089 | 9.089 | 9.089 | 9.089 | 9.089 | 9.089 | 9.089 | 9.089
INFLOW | zTO MEAD |  | 9.0889 | 9.8524 | 13.0921 | 14.994 | 9.2129 | 14.078 | 10.3673 | 10.5369 | 13.0593 | 10.3243 | 15.963 | 9.6865 | 15.0688 | 19.0423 | 11.2693 | 9.5702 | 17.0514 | 18.435 | 14.2907 | 14.7029 | 10.5608 | 8.884 | 10.9895 | 13.883 | 12.2013 | 15.8613 | 10.3329 | 8.8655 | 9.4569 | 8.9104 | 8.7975 | 8.5295 | 8.7127 | 9.0365 | 8.8357 | 9.1033 | 9.247 | 10.2876 | 9.0805 | 9.0591 | 9.4838 | 9.2377 | 8.9685 | 8.9335 | 9.4396 | 11.3004 | 8.5498 | 8.5803 | 13.6568 | 8.6636 | 8.7524 | 9.0362 | 8.6199 | 9.1427 | 9.134 | 8.7786 | 9.0471 | 8.9899 | 8.6427 | 8.8074 | 8.6098 | 9.487 | 9.2663 | 9.0655 | 9.0715 | 9.2987 | 8.9537 | 8.8071 | 8.8837 | 9.5925 | 8.974 | 8.9412 | 8.8646 | 8.6593 | 9.4706 | 9.5613 | 9.7917 | 8.9797 | 9.276 | 9.8377 | 18.4247 | 16.0011 | 16.8424 | 11.8889 | 9.0919 | 8.9348 | 8.8537 | 9.189 | 9.528 | 10.2244 | 8.8812 | 9.7081 | 8.8021 | 9.3076 | 11.8562 | 11.153 | 8.7137 | 8.7997 | 8.5838 | 8.754 | 8.9565 | 9.089 | 9.089 | 9.089 | 9.089 | 9.089 | 9.089 | 9.089 | 9.089 | 9.089 | 9.089
INFLOW | zTO MEAD |  | 9.0889 | 11.9903 | 15.172 | 9.2129 | 14.0899 | 10.372 | 10.541 | 12.8923 | 10.4997 | 15.5057 | 9.666 | 15.0408 | 19.057 | 11.2843 | 9.5742 | 17.0764 | 18.4509 | 14.3057 | 14.7979 | 10.5758 | 8.884 | 11.0153 | 13.8991 | 12.2164 | 15.8763 | 10.3479 | 8.8655 | 9.5437 | 8.9104 | 8.7975 | 8.5295 | 8.7127 | 9.0365 | 8.8357 | 9.1033 | 9.247 | 10.2876 | 9.0805 | 9.0591 | 9.5939 | 9.2377 | 8.9685 | 8.9335 | 9.5012 | 11.3191 | 8.5498 | 8.5803 | 13.697 | 8.6636 | 8.7524 | 9.0362 | 8.6199 | 9.1427 | 9.134 | 8.7786 | 9.0471 | 8.9899 | 8.6427 | 8.8074 | 8.6098 | 9.487 | 9.2663 | 9.0655 | 9.0715 | 9.2987 | 8.9537 | 8.8071 | 8.8837 | 9.5925 | 8.974 | 8.9412 | 8.8646 | 8.6593 | 9.4706 | 9.5613 | 9.7917 | 8.9797 | 9.276 | 9.8377 | 18.4503 | 16.0032 | 16.8426 | 11.8889 | 9.0919 | 8.9348 | 8.8537 | 9.189 | 9.528 | 10.2244 | 8.8812 | 9.7081 | 8.8021 | 9.3076 | 11.8562 | 11.153 | 8.7137 | 8.7997 | 8.5838 | 8.754 | 8.9565 | 9.089 | 9.089 | 9.089 | 9.089 | 9.089 | 9.089 | 9.089 | 9.089 | 9.089 | 9.089 | 9.089
INFLOW | zTO MEAD |  | 9.7262 | 15.5369 | 9.2129 | 14.1061 | 10.3757 | 10.5443 | 12.8953 | 10.5036 | 14.8993 | 9.7002 | 14.9902 | 19.0265 | 11.2989 | 9.5882 | 17.0924 | 18.4659 | 14.3208 | 14.8129 | 10.6708 | 8.884 | 11.0441 | 13.9152 | 12.2315 | 15.8913 | 10.3629 | 8.8655 | 9.7629 | 8.9104 | 8.7975 | 8.5295 | 8.7127 | 9.0365 | 8.8357 | 9.1033 | 9.247 | 10.2876 | 9.0805 | 9.0591 | 9.6066 | 9.2377 | 8.9685 | 8.9335 | 9.5574 | 11.3374 | 8.5498 | 8.5803 | 13.7399 | 8.6636 | 8.7524 | 9.0362 | 8.6199 | 9.1427 | 9.134 | 8.7786 | 9.0471 | 8.9899 | 8.6427 | 8.8074 | 8.6098 | 9.487 | 9.2663 | 9.0655 | 9.0715 | 9.2987 | 8.9537 | 8.8071 | 8.8837 | 9.5925 | 8.974 | 8.9412 | 8.8646 | 8.6593 | 9.4706 | 9.5613 | 9.7917 | 8.9797 | 9.276 | 9.8377 | 18.4879 | 16.0064 | 16.8429 | 11.8889 | 9.0919 | 8.9348 | 8.8537 | 9.189 | 9.528 | 10.2244 | 8.8812 | 9.7081 | 8.8021 | 9.3076 | 11.8562 | 11.153 | 8.7137 | 8.7997 | 8.5838 | 8.754 | 8.9565 | 9.089 | 9.089 | 9.089 | 9.089 | 9.089 | 9.089 | 9.089 | 9.089 | 9.089 | 9.089 | 9.089 | 9.089
INFLOW | zTO MEAD |  | 13.068 | 9.2129 | 13.9345 | 10.3702 | 10.5446 | 12.8953 | 10.5052 | 13.9807 | 10.1658 | 14.5233 | 19.0023 | 11.2707 | 9.6111 | 17.0998 | 18.4803 | 14.3357 | 14.8279 | 10.6858 | 9.4587 | 10.6268 | 13.8949 | 12.2437 | 15.9061 | 10.3779 | 8.8655 | 9.7969 | 8.9104 | 8.7975 | 8.5295 | 8.7127 | 9.0365 | 8.8357 | 9.1033 | 9.247 | 10.2876 | 9.0805 | 9.0591 | 9.7552 | 9.2377 | 8.9685 | 8.9335 | 9.6218 | 11.3566 | 8.5498 | 8.5803 | 13.7799 | 8.6636 | 8.7524 | 9.0362 | 8.6199 | 9.1427 | 9.134 | 8.7786 | 9.0471 | 8.9899 | 8.6427 | 8.8074 | 8.6098 | 9.487 | 9.2663 | 9.0655 | 9.0715 | 9.2987 | 8.9537 | 8.8071 | 8.8837 | 9.5925 | 8.974 | 8.9412 | 8.8646 | 8.6593 | 9.4706 | 9.5613 | 9.7917 | 8.9797 | 9.276 | 9.8377 | 18.5327 | 16.01 | 16.8432 | 11.889 | 9.0919 | 8.9348 | 8.8537 | 9.189 | 9.528 | 10.2244 | 8.8812 | 9.7081 | 8.8021 | 9.3076 | 11.8562 | 11.153 | 8.7137 | 8.7997 | 8.5838 | 8.754 | 8.9565 | 9.089 | 9.089 | 9.089 | 9.089 | 9.089 | 9.089 | 9.089 | 9.089 | 9.089 | 9.089 | 9.089 | 9.089 | 8.8107
INFLOW | zTO MEAD |  | 9.1728 | 12.1599 | 10.0732 | 11.0875 | 13.2062 | 10.5159 | 13.8073 | 10.2698 | 13.4555 | 18.0613 | 11.2106 | 9.6196 | 17.0777 | 18.4924 | 14.3505 | 14.8429 | 10.7008 | 9.4646 | 10.7302 | 13.9106 | 12.2587 | 15.9211 | 10.3929 | 8.8655 | 9.8076 | 8.9104 | 8.7975 | 8.5295 | 8.7127 | 9.0365 | 8.8357 | 9.1033 | 9.247 | 10.2876 | 9.0805 | 9.0591 | 9.9177 | 9.2377 | 8.9685 | 8.9335 | 9.6875 | 11.3726 | 8.5498 | 8.5803 | 13.8228 | 8.6636 | 8.7524 | 9.0362 | 8.6199 | 9.1427 | 9.134 | 8.7786 | 9.0471 | 8.9899 | 8.6427 | 8.8074 | 8.6098 | 9.487 | 9.2663 | 9.0655 | 9.0715 | 9.2987 | 8.9537 | 8.8071 | 8.8837 | 9.5925 | 8.974 | 8.9412 | 8.8646 | 8.6593 | 9.4706 | 9.5613 | 9.7917 | 8.9797 | 9.276 | 9.8377 | 18.5954 | 16.015 | 16.8436 | 11.889 | 9.0919 | 8.9348 | 8.8537 | 9.189 | 9.528 | 10.2244 | 8.8812 | 9.7081 | 8.8021 | 9.3076 | 11.8562 | 11.153 | 8.7137 | 8.7997 | 8.5838 | 8.754 | 8.9565 | 9.089 | 9.089 | 9.089 | 9.089 | 9.089 | 9.089 | 9.089 | 9.089 | 9.089 | 9.089 | 9.089 | 9.089 | 8.8107 | 9.2705
INFLOW | zTO MEAD |  | 13.5124 | 10.2901 | 10.8825 | 12.9753 | 10.5068 | 13.8146 | 10.2779 | 13.4636 | 18.1961 | 11.2354 | 9.6208 | 17.0662 | 18.5084 | 14.3656 | 14.8579 | 10.7158 | 9.4684 | 10.7555 | 14.0064 | 12.2738 | 15.9361 | 10.4079 | 8.8655 | 9.8181 | 8.9104 | 8.7975 | 8.5295 | 8.7127 | 9.0365 | 8.8357 | 9.1033 | 9.247 | 10.2876 | 9.0893 | 9.0591 | 10.0761 | 9.2377 | 8.9685 | 8.9335 | 9.7472 | 11.3914 | 8.5498 | 8.5803 | 13.8658 | 8.6636 | 8.7524 | 9.0362 | 8.6199 | 9.1427 | 9.134 | 8.7786 | 9.0471 | 8.9899 | 8.6427 | 8.8074 | 8.6098 | 9.487 | 9.2663 | 9.0655 | 9.0715 | 9.2987 | 8.9537 | 8.8071 | 8.8837 | 9.5925 | 8.974 | 8.9412 | 8.8646 | 8.6593 | 9.4706 | 9.5613 | 9.7917 | 8.9797 | 9.276 | 9.8377 | 18.65 | 16.0196 | 16.8439 | 11.889 | 9.0919 | 8.9348 | 8.8537 | 9.189 | 9.528 | 10.2244 | 8.8812 | 9.7081 | 8.8021 | 9.3076 | 11.8562 | 11.153 | 8.7137 | 8.7997 | 8.5838 | 8.754 | 8.9565 | 9.089 | 9.089 | 9.089 | 9.089 | 9.089 | 9.089 | 9.089 | 9.089 | 9.089 | 9.089 | 9.089 | 9.089 | 8.8107 | 9.2705 | 9.1729
INFLOW | zTO MEAD |  | 9.3753 | 9.4793 | 13.1829 | 9.9307 | 15.0186 | 10.3354 | 13.4567 | 16.2634 | 11.0941 | 9.7234 | 16.9908 | 18.476 | 14.38 | 14.8729 | 10.7307 | 9.4722 | 10.7808 | 14.0222 | 12.3689 | 15.9511 | 10.4229 | 8.8655 | 9.8294 | 8.9104 | 8.7975 | 8.5295 | 8.7127 | 9.0365 | 8.8357 | 9.1033 | 9.247 | 10.2876 | 9.2298 | 9.0591 | 10.1151 | 9.2377 | 8.9685 | 8.9335 | 9.8055 | 11.4099 | 8.5498 | 8.5803 | 13.9086 | 8.6636 | 8.7524 | 9.0362 | 8.6199 | 9.1427 | 9.134 | 8.7786 | 9.0471 | 8.9899 | 8.6427 | 8.8074 | 8.6098 | 9.487 | 9.2663 | 9.0655 | 9.0715 | 9.2987 | 8.9537 | 8.8071 | 8.8837 | 9.5925 | 8.974 | 8.9412 | 8.8646 | 8.6593 | 9.4706 | 9.5613 | 9.7917 | 8.9797 | 9.276 | 9.8377 | 18.7238 | 16.0255 | 16.8444 | 11.8891 | 9.0919 | 8.9348 | 8.8537 | 9.189 | 9.528 | 10.2244 | 8.8812 | 9.7081 | 8.8021 | 9.3076 | 11.8562 | 11.153 | 8.7137 | 8.7997 | 8.5838 | 8.754 | 8.9565 | 9.089 | 9.089 | 9.089 | 9.089 | 9.089 | 9.089 | 9.089 | 9.089 | 9.089 | 9.089 | 9.089 | 9.089 | 8.8107 | 9.2705 | 9.1729 | 11.2525
INFLOW | zTO MEAD |  | 9.4392 | 12.1963 | 9.6297 | 15.3651 | 10.3548 | 13.4633 | 15.8589 | 11.0748 | 9.8816 | 16.8742 | 18.4832 | 14.3541 | 14.8878 | 10.7457 | 9.4762 | 10.8059 | 14.0381 | 12.3839 | 16.0461 | 10.4379 | 8.8655 | 9.822 | 8.9104 | 8.7975 | 8.5295 | 8.7127 | 9.0365 | 8.8357 | 9.1033 | 9.247 | 10.2876 | 9.3834 | 9.0591 | 10.1554 | 9.2415 | 8.9685 | 8.9335 | 9.8605 | 11.4281 | 8.5498 | 8.5803 | 13.9515 | 8.6636 | 8.7524 | 9.0362 | 8.6199 | 9.1427 | 9.134 | 8.7786 | 9.0471 | 8.9899 | 8.6427 | 8.8074 | 8.6098 | 9.487 | 9.2663 | 9.0655 | 9.0715 | 9.2987 | 8.9537 | 8.8071 | 8.8837 | 9.5925 | 8.974 | 8.9412 | 8.8646 | 8.6593 | 9.4706 | 9.5613 | 9.7917 | 8.9797 | 9.276 | 9.8377 | 18.8059 | 16.0323 | 16.8449 | 11.8891 | 9.0919 | 8.9348 | 8.8537 | 9.189 | 9.528 | 10.2244 | 8.8812 | 9.7081 | 8.8021 | 9.3076 | 11.8562 | 11.153 | 8.7137 | 8.7997 | 8.5838 | 8.754 | 8.9565 | 9.089 | 9.089 | 9.089 | 9.089 | 9.089 | 9.089 | 9.089 | 9.089 | 9.089 | 9.089 | 9.089 | 9.089 | 8.8107 | 9.2705 | 9.1729 | 11.2525 | 9.5238
INFLOW | zTO MEAD |  | 10.7065 | 9.6192 | 15.4124 | 10.3604 | 13.4658 | 15.527 | 11.0617 | 9.9731 | 16.8166 | 18.4924 | 14.3686 | 14.8628 | 10.7607 | 9.4901 | 10.8219 | 14.0531 | 12.3989 | 16.0611 | 10.5329 | 8.8655 | 9.8862 | 8.9104 | 8.7975 | 8.5295 | 8.7127 | 9.0365 | 8.8357 | 9.1033 | 9.247 | 10.2876 | 9.5706 | 9.0591 | 10.1123 | 9.2518 | 8.9685 | 8.9335 | 9.9028 | 11.4453 | 8.5498 | 8.5803 | 13.9913 | 8.6636 | 8.7524 | 9.0362 | 8.6199 | 9.1427 | 9.134 | 8.7786 | 9.0471 | 8.9899 | 8.6427 | 8.8074 | 8.6098 | 9.487 | 9.2663 | 9.0655 | 9.0715 | 9.2987 | 8.9537 | 8.8071 | 8.8837 | 9.5925 | 8.974 | 8.9412 | 8.8646 | 8.6593 | 9.4706 | 9.5613 | 9.7917 | 8.9797 | 9.276 | 9.8377 | 18.8899 | 16.0393 | 16.8455 | 11.8892 | 9.0919 | 8.9348 | 8.8537 | 9.189 | 9.528 | 10.2244 | 8.8812 | 9.7081 | 8.8021 | 9.3076 | 11.8562 | 11.153 | 8.7137 | 8.7997 | 8.5838 | 8.754 | 8.9565 | 9.089 | 9.089 | 9.089 | 9.089 | 9.089 | 9.089 | 9.089 | 9.089 | 9.089 | 9.089 | 9.089 | 9.089 | 8.8107 | 9.2705 | 9.1729 | 11.2525 | 9.5238 | 10.3427
INFLOW | zTO MEAD |  | 8.9568 | 13.6834 | 9.3819 | 14.5173 | 14.7417 | 10.9831 | 10.2047 | 16.1787 | 18.454 | 14.3794 | 14.8774 | 10.7357 | 9.5114 | 10.8311 | 14.0677 | 12.4139 | 16.0761 | 10.5479 | 8.9455 | 10.0498 | 8.9104 | 8.7975 | 8.5295 | 8.7127 | 9.0365 | 8.8357 | 9.1033 | 9.247 | 10.2876 | 9.7863 | 9.0591 | 9.9779 | 9.2574 | 8.9685 | 8.9335 | 9.9444 | 11.4624 | 8.5498 | 8.5803 | 14.0341 | 8.6636 | 8.7524 | 9.0362 | 8.6199 | 9.1427 | 9.134 | 8.7786 | 9.0471 | 8.9899 | 8.6427 | 8.8074 | 8.6098 | 9.487 | 9.2663 | 9.0655 | 9.0715 | 9.2987 | 8.9537 | 8.8071 | 8.8837 | 9.5925 | 8.974 | 8.9412 | 8.8646 | 8.6593 | 9.4706 | 9.5613 | 9.7917 | 8.9797 | 9.276 | 9.8377 | 18.9882 | 16.0471 | 16.8461 | 11.8892 | 9.0919 | 8.9348 | 8.8537 | 9.189 | 9.528 | 10.2244 | 8.8812 | 9.7081 | 8.8021 | 9.3076 | 11.8562 | 11.153 | 8.7137 | 8.7997 | 8.5838 | 8.754 | 8.9565 | 9.089 | 9.089 | 9.089 | 9.089 | 9.089 | 9.089 | 9.089 | 9.089 | 9.089 | 9.089 | 9.089 | 9.089 | 8.8107 | 9.2705 | 9.1729 | 11.2525 | 9.5238 | 10.3427 | 13.6747
INFLOW | zTO MEAD |  | 12.7564 | 9.4148 | 14.1437 | 14.7295 | 10.9914 | 10.214 | 16.2297 | 18.4721 | 14.3946 | 14.8924 | 10.7507 | 9.4953 | 10.838 | 14.082 | 12.4289 | 16.0911 | 10.5629 | 8.9455 | 10.5641 | 8.9104 | 8.7975 | 8.5295 | 8.7127 | 9.0365 | 8.8357 | 9.1033 | 9.247 | 10.2876 | 9.7994 | 9.0591 | 9.9072 | 9.2377 | 8.9685 | 8.9335 | 9.9288 | 11.475 | 8.5498 | 8.5803 | 14.0765 | 8.6636 | 8.7524 | 9.0362 | 8.6199 | 9.1427 | 9.134 | 8.7786 | 9.0471 | 8.9899 | 8.6427 | 8.8074 | 8.6098 | 9.487 | 9.2663 | 9.0655 | 9.0715 | 9.2987 | 8.9537 | 8.8071 | 8.8837 | 9.5925 | 8.974 | 8.9412 | 8.8646 | 8.6593 | 9.4706 | 9.5613 | 9.7917 | 8.9797 | 9.276 | 9.8377 | 19.0972 | 16.0561 | 16.8468 | 11.8893 | 9.0919 | 8.9348 | 8.8537 | 9.189 | 9.528 | 10.2244 | 8.8812 | 9.7081 | 8.8021 | 9.3076 | 11.8562 | 11.153 | 8.7137 | 8.7997 | 8.5838 | 8.754 | 8.9565 | 9.089 | 9.089 | 9.089 | 9.089 | 9.089 | 9.089 | 9.089 | 9.089 | 9.089 | 9.089 | 9.089 | 9.089 | 8.8107 | 9.2705 | 9.1729 | 11.2525 | 9.5238 | 10.3427 | 13.6747 | 9.2711
INFLOW | zTO MEAD |  | 9.0718 | 12.0602 | 16.1146 | 11.057 | 10.2092 | 13.9732 | 18.1753 | 14.3842 | 14.9054 | 10.7656 | 9.4991 | 10.8232 | 14.0978 | 12.4439 | 16.1061 | 10.5779 | 8.9455 | 10.5747 | 8.9904 | 8.7975 | 8.5295 | 8.7127 | 9.0365 | 8.8357 | 9.1033 | 9.247 | 10.2876 | 10.1363 | 9.0591 | 9.9676 | 9.2377 | 8.9685 | 8.9335 | 9.8093 | 11.479 | 8.5498 | 8.5803 | 14.1155 | 8.6636 | 8.7524 | 9.0362 | 8.6199 | 9.1427 | 9.134 | 8.7786 | 9.0471 | 8.9899 | 8.6427 | 8.8074 | 8.6098 | 9.487 | 9.2663 | 9.0655 | 9.0715 | 9.2987 | 8.9537 | 8.8071 | 8.8837 | 9.5925 | 8.974 | 8.9412 | 8.8646 | 8.6593 | 9.4706 | 9.5613 | 9.7917 | 8.9797 | 9.276 | 9.8377 | 19.2136 | 16.0656 | 16.8476 | 11.8893 | 9.0919 | 8.9348 | 8.8537 | 9.189 | 9.528 | 10.2244 | 8.8812 | 9.7081 | 8.8021 | 9.3076 | 11.8562 | 11.153 | 8.7137 | 8.7997 | 8.5838 | 8.754 | 8.9565 | 9.089 | 9.089 | 9.089 | 9.089 | 9.089 | 9.089 | 9.089 | 9.089 | 9.089 | 9.089 | 9.089 | 9.089 | 8.8107 | 9.2705 | 9.1729 | 11.2525 | 9.5238 | 10.3427 | 13.6747 | 9.2711 | 15.7274
INFLOW | zTO MEAD |  | 11.4207 | 15.6419 | 11.0368 | 10.2159 | 14.0128 | 18.3215 | 14.4099 | 14.9213 | 10.7806 | 9.5274 | 10.826 | 14.0719 | 12.4588 | 16.1211 | 10.5929 | 8.9455 | 10.5876 | 8.9904 | 8.8775 | 8.5295 | 8.7127 | 9.0365 | 8.8357 | 9.1033 | 9.247 | 10.2876 | 10.4666 | 9.0591 | 10.0274 | 9.2377 | 8.9685 | 8.9335 | 9.6924 | 11.4862 | 8.5498 | 8.5803 | 14.1572 | 8.6636 | 8.7524 | 9.0362 | 8.6199 | 9.1427 | 9.134 | 8.7786 | 9.0471 | 8.9899 | 8.6427 | 8.8074 | 8.6098 | 9.487 | 9.2663 | 9.0655 | 9.0715 | 9.2987 | 8.9537 | 8.8071 | 8.8837 | 9.5925 | 8.974 | 8.9412 | 8.8646 | 8.6593 | 9.4706 | 9.5613 | 9.7917 | 8.9797 | 9.276 | 9.8377 | 19.3375 | 16.0758 | 16.8484 | 11.8894 | 9.0919 | 8.9348 | 8.8537 | 9.189 | 9.528 | 10.2244 | 8.8812 | 9.7081 | 8.8021 | 9.3076 | 11.8562 | 11.153 | 8.7137 | 8.7997 | 8.5838 | 8.754 | 8.9565 | 9.089 | 9.089 | 9.089 | 9.089 | 9.089 | 9.089 | 9.089 | 9.089 | 9.089 | 9.089 | 9.089 | 9.089 | 8.8107 | 9.2705 | 9.1729 | 11.2525 | 9.5238 | 10.3427 | 13.6747 | 9.2711 | 15.7274 | 9.0718
INFLOW | zTO MEAD |  | 14.5699 | 11.0112 | 9.5471 | 14.5695 | 16.0748 | 14.246 | 14.9215 | 10.7944 | 9.5815 | 10.8049 | 14.084 | 12.4336 | 16.1361 | 10.6079 | 8.9455 | 10.5984 | 8.9904 | 8.8775 | 8.6095 | 8.7127 | 9.0365 | 8.8357 | 9.1033 | 9.247 | 10.2876 | 10.796 | 9.0591 | 10.0872 | 9.2377 | 8.9685 | 8.9335 | 9.5727 | 11.4902 | 8.5498 | 8.5803 | 14.196 | 8.6636 | 8.7524 | 9.0362 | 8.6199 | 9.1427 | 9.134 | 8.7786 | 9.0471 | 8.9899 | 8.6427 | 8.8074 | 8.6098 | 9.487 | 9.2663 | 9.0655 | 9.0715 | 9.2987 | 8.9537 | 8.8071 | 8.8837 | 9.5925 | 8.974 | 8.9412 | 8.8646 | 8.6593 | 9.4706 | 9.5613 | 9.7917 | 8.9797 | 9.276 | 9.8937 | 19.4312 | 16.0833 | 16.849 | 11.8894 | 9.0919 | 8.9348 | 8.8537 | 9.189 | 9.528 | 10.2244 | 8.8812 | 9.7081 | 8.8021 | 9.3076 | 11.8562 | 11.153 | 8.7137 | 8.7997 | 8.5838 | 8.754 | 8.9565 | 9.089 | 9.089 | 9.089 | 9.089 | 9.089 | 9.089 | 9.089 | 9.089 | 9.089 | 9.089 | 9.089 | 9.089 | 8.8107 | 9.2705 | 9.1729 | 11.2525 | 9.5238 | 10.3427 | 13.6747 | 9.2711 | 15.7274 | 9.0718 | 14.3872
INFLOW | zTO MEAD |  | 9.0845 | 9.5173 | 15.458 | 14.895 | 12.5965 | 14.4298 | 10.7679 | 9.6379 | 10.8415 | 14.0435 | 12.4439 | 16.1107 | 10.6229 | 8.9455 | 10.8173 | 8.9904 | 8.8775 | 8.6095 | 8.7927 | 9.0365 | 8.8357 | 9.1033 | 9.247 | 10.2876 | 10.9695 | 9.0591 | 10.1369 | 9.2377 | 8.9685 | 8.9335 | 9.5406 | 11.4155 | 8.5498 | 8.5803 | 14.2314 | 8.6636 | 8.7524 | 9.0362 | 8.6199 | 9.1427 | 9.134 | 8.7786 | 9.0471 | 8.9899 | 8.6427 | 8.8074 | 8.6098 | 9.487 | 9.2663 | 9.0655 | 9.0715 | 9.2987 | 8.9537 | 8.8071 | 8.8837 | 9.5925 | 8.974 | 8.9412 | 8.8646 | 8.6593 | 9.4706 | 9.5613 | 9.7917 | 8.9797 | 9.276 | 10.0383 | 19.4402 | 16.0842 | 16.8491 | 11.8894 | 9.0919 | 8.9348 | 8.8537 | 9.189 | 9.528 | 10.2244 | 8.8812 | 9.7081 | 8.8021 | 9.3076 | 11.8562 | 11.153 | 8.7137 | 8.7997 | 8.5838 | 8.754 | 8.9565 | 9.089 | 9.089 | 9.089 | 9.089 | 9.089 | 9.089 | 9.089 | 9.089 | 9.089 | 9.089 | 9.089 | 9.089 | 8.8107 | 9.2705 | 9.1729 | 11.2525 | 9.5238 | 10.3427 | 13.6747 | 9.2711 | 15.7274 | 9.0718 | 14.3872 | 18.3771
INFLOW | zTO MEAD |  | 9.4772 | 13.6159 | 14.8046 | 12.6017 | 14.0605 | 10.7547 | 9.736 | 10.8514 | 13.9842 | 12.453 | 16.1252 | 10.5978 | 8.9455 | 10.8479 | 8.9904 | 8.8775 | 8.6095 | 8.7927 | 9.1165 | 8.8357 | 9.1033 | 9.247 | 10.2876 | 11.2899 | 9.0591 | 10.196 | 9.2377 | 8.9685 | 8.9335 | 9.611 | 11.3331 | 8.5498 | 8.5803 | 14.1887 | 8.6636 | 8.7524 | 9.0362 | 8.6199 | 9.1427 | 9.134 | 8.7786 | 9.0471 | 8.9899 | 8.6427 | 8.8074 | 8.6098 | 9.487 | 9.2663 | 9.0655 | 9.0715 | 9.2987 | 8.9537 | 8.8071 | 8.8837 | 9.5925 | 8.974 | 8.9412 | 8.8646 | 8.6593 | 9.4706 | 9.5613 | 9.7917 | 8.9797 | 9.276 | 10.1979 | 19.4531 | 16.0853 | 16.8492 | 11.8895 | 9.0919 | 8.9348 | 8.8537 | 9.189 | 9.528 | 10.2244 | 8.8812 | 9.7081 | 8.8021 | 9.3076 | 11.8562 | 11.153 | 8.7137 | 8.7997 | 8.5838 | 8.754 | 8.9565 | 9.089 | 9.089 | 9.089 | 9.089 | 9.089 | 9.089 | 9.089 | 9.089 | 9.089 | 9.089 | 9.089 | 9.089 | 8.8107 | 9.2705 | 9.1729 | 11.2525 | 9.5238 | 10.3427 | 13.6747 | 9.2711 | 15.7274 | 9.0718 | 14.3872 | 18.3771 | 10.6193
INFLOW | zTO MEAD |  | 13.8316 | 14.7848 | 12.6 | 14.0364 | 10.7664 | 9.7482 | 10.8589 | 14.0083 | 12.4687 | 16.1403 | 10.6128 | 8.9055 | 10.8764 | 8.9904 | 8.8775 | 8.6095 | 8.7927 | 9.1165 | 8.9157 | 9.1033 | 9.247 | 10.2876 | 11.6077 | 9.0591 | 10.2548 | 9.2377 | 8.9685 | 8.9335 | 9.6843 | 11.3585 | 8.5498 | 8.5803 | 14.0496 | 8.6636 | 8.7524 | 9.0362 | 8.6199 | 9.1427 | 9.134 | 8.7786 | 9.0471 | 8.9899 | 8.6427 | 8.8074 | 8.6098 | 9.487 | 9.2663 | 9.0655 | 9.0715 | 9.2987 | 8.9537 | 8.8071 | 8.8837 | 9.5925 | 8.974 | 8.9412 | 8.8646 | 8.6593 | 9.4706 | 9.5613 | 9.7917 | 8.9797 | 9.276 | 10.3636 | 19.4667 | 16.0863 | 16.8493 | 11.8895 | 9.0919 | 8.9348 | 8.8537 | 9.189 | 9.528 | 10.2244 | 8.8812 | 9.7081 | 8.8021 | 9.3076 | 11.8562 | 11.153 | 8.7137 | 8.7997 | 8.5838 | 8.754 | 8.9565 | 9.089 | 9.089 | 9.089 | 9.089 | 9.089 | 9.089 | 9.089 | 9.089 | 9.089 | 9.089 | 9.089 | 9.089 | 8.8107 | 9.2705 | 9.1729 | 11.2525 | 9.5238 | 10.3427 | 13.6747 | 9.2711 | 15.7274 | 9.0718 | 14.3872 | 18.3771 | 10.6193 | 9.4773
INFLOW | zTO MEAD |  | 14.3633 | 12.604 | 12.5939 | 11.0791 | 9.8794 | 10.8616 | 12.764 | 11.5681 | 16.0834 | 10.6218 | 8.9055 | 10.8756 | 8.9904 | 8.8775 | 8.6095 | 8.7927 | 9.1165 | 8.9157 | 7.9533 | 9.247 | 10.2876 | 12.9877 | 9.0591 | 10.4002 | 9.2377 | 8.9685 | 8.9335 | 9.7616 | 11.3812 | 8.5498 | 8.5803 | 13.9104 | 8.6636 | 8.7524 | 9.0362 | 8.6199 | 9.1427 | 9.134 | 8.7786 | 9.0471 | 8.9899 | 8.6427 | 8.8074 | 8.6098 | 9.487 | 9.2663 | 9.0655 | 9.0715 | 9.2987 | 8.9537 | 8.8071 | 8.8837 | 9.5925 | 8.974 | 8.9412 | 8.8646 | 8.6593 | 9.4706 | 9.5613 | 9.7917 | 8.9797 | 9.276 | 10.5372 | 19.481 | 16.0875 | 16.8494 | 11.8895 | 9.0919 | 8.9348 | 8.8537 | 9.189 | 9.528 | 10.2244 | 8.8812 | 9.7081 | 8.8021 | 9.3076 | 11.8562 | 11.153 | 8.7137 | 8.7997 | 8.5838 | 8.754 | 8.9565 | 9.089 | 9.089 | 9.089 | 9.089 | 9.089 | 9.089 | 9.089 | 9.089 | 9.089 | 9.089 | 9.089 | 9.089 | 8.8107 | 9.2705 | 9.1729 | 11.2525 | 9.5238 | 10.3427 | 13.6747 | 9.2711 | 15.7274 | 9.0718 | 14.3872 | 18.3771 | 10.6193 | 9.4773 | 15.9414
INFLOW | zTO MEAD |  | 10.7332 | 13.8399 | 11.1234 | 9.0753 | 11.3832 | 12.958 | 11.2762 | 13.684 | 10.9384 | 8.9055 | 11.3096 | 8.9504 | 8.8775 | 8.6095 | 8.7927 | 9.1165 | 9.6857 | 7.9533 | 8.097 | 10.2876 | 12.792 | 9.0591 | 10.441 | 9.2584 | 8.9685 | 8.9335 | 9.8141 | 11.4019 | 8.5498 | 8.5803 | 13.8595 | 8.6636 | 8.7524 | 9.0362 | 8.6199 | 9.1427 | 9.134 | 8.7786 | 9.0471 | 8.9899 | 8.6427 | 8.8074 | 8.6098 | 9.487 | 9.2663 | 9.0655 | 9.0715 | 9.2987 | 8.9537 | 8.8071 | 8.8837 | 9.5925 | 8.974 | 8.9412 | 8.8646 | 8.6593 | 9.4706 | 9.5613 | 9.7917 | 8.9797 | 9.276 | 10.6811 | 19.4926 | 16.0884 | 16.8494 | 11.8895 | 9.0919 | 8.9348 | 8.8537 | 9.189 | 9.528 | 10.2244 | 8.8812 | 9.7081 | 8.8021 | 9.3076 | 11.8562 | 11.153 | 8.7137 | 8.7997 | 8.5838 | 8.754 | 8.9565 | 9.089 | 9.089 | 9.089 | 9.089 | 9.089 | 9.089 | 9.089 | 9.089 | 9.089 | 9.089 | 9.089 | 9.089 | 8.8107 | 9.2705 | 9.1729 | 11.2525 | 9.5238 | 10.3427 | 13.6747 | 9.2711 | 15.7274 | 9.0718 | 14.3872 | 18.3771 | 10.6193 | 9.4773 | 15.9414 | 17.7931
INFLOW | zTO MEAD |  | 11.2372 | 10.4287 | 8.924 | 11.2803 | 13.7965 | 11.321 | 13.686 | 10.9388 | 8.9055 | 11.3594 | 8.9504 | 8.8375 | 8.6095 | 8.7927 | 9.1165 | 8.9157 | 7.9533 | 8.097 | 11.1376 | 12.2843 | 9.0591 | 10.4562 | 9.2761 | 8.9685 | 8.9335 | 9.8699 | 11.4255 | 8.5498 | 8.5803 | 13.9133 | 8.6636 | 8.7524 | 9.0362 | 8.6199 | 9.1427 | 9.134 | 8.7786 | 9.0471 | 8.9899 | 8.6427 | 8.8074 | 8.6098 | 9.487 | 9.2663 | 9.0655 | 9.0715 | 9.2987 | 8.9537 | 8.8071 | 8.8837 | 9.5925 | 8.974 | 8.9412 | 8.8646 | 8.6593 | 9.4706 | 9.5613 | 9.7917 | 8.9797 | 9.276 | 10.7858 | 19.5012 | 16.0861 | 16.8495 | 11.8895 | 9.0919 | 8.9348 | 8.8537 | 9.189 | 9.528 | 10.2244 | 8.8812 | 9.7081 | 8.8021 | 9.3076 | 11.8562 | 11.153 | 8.7137 | 8.7997 | 8.5838 | 8.754 | 8.9565 | 9.089 | 9.089 | 9.089 | 9.089 | 9.089 | 9.089 | 9.089 | 9.089 | 9.089 | 9.089 | 9.089 | 9.089 | 8.8107 | 9.2705 | 9.1729 | 11.2525 | 9.5238 | 10.3427 | 13.6747 | 9.2711 | 15.7274 | 9.0718 | 14.3872 | 18.3771 | 10.6193 | 9.4773 | 15.9414 | 17.7931 | 13.6975
INFLOW | zTO MEAD |  | 9.607 | 8.924 | 8.9069 | 13.8136 | 12.3734 | 14.0313 | 10.9531 | 8.9055 | 10.746 | 8.9504 | 8.8375 | 8.5695 | 8.7927 | 9.1165 | 9.6857 | 9.9533 | 8.577 | 11.1376 | 9.3032 | 9.0591 | 9.9498 | 9.275 | 8.9685 | 8.9335 | 9.9216 | 11.4462 | 8.5498 | 8.5803 | 13.9645 | 8.6636 | 8.7524 | 9.0362 | 8.6199 | 9.1427 | 9.134 | 8.7786 | 9.0471 | 8.9899 | 8.6427 | 8.8074 | 8.6098 | 9.487 | 9.2663 | 9.0655 | 9.0715 | 9.2987 | 8.9537 | 8.8071 | 8.8837 | 9.5925 | 8.974 | 8.9412 | 8.8646 | 8.6593 | 9.4706 | 9.5613 | 9.7917 | 8.9797 | 9.276 | 10.9031 | 19.5109 | 16.0869 | 16.8495 | 11.8895 | 9.0919 | 8.9348 | 8.8537 | 9.189 | 9.528 | 10.2244 | 8.8812 | 9.7081 | 8.8021 | 9.3076 | 11.8562 | 11.153 | 8.7137 | 8.7997 | 8.5838 | 8.754 | 8.9565 | 9.089 | 9.089 | 9.089 | 9.089 | 9.089 | 9.089 | 9.089 | 9.089 | 9.089 | 9.089 | 9.089 | 9.089 | 8.8107 | 9.2705 | 9.1729 | 11.2525 | 9.5238 | 10.3427 | 13.6747 | 9.2711 | 15.7274 | 9.0718 | 14.3872 | 18.3771 | 10.6193 | 9.4773 | 15.9414 | 17.7931 | 13.6975 | 14.2077
INFLOW | zTO MEAD |  | 8.884 | 8.9069 | 12.7027 | 12.4229 | 14.0554 | 10.9646 | 8.9055 | 10.7966 | 8.9504 | 8.8375 | 7.8195 | 8.7527 | 9.8865 | 9.6857 | 9.9533 | 8.577 | 11.1376 | 9.4533 | 8.8956 | 10.1161 | 9.305 | 8.9685 | 8.9335 | 9.9969 | 11.4687 | 8.5498 | 8.5803 | 14.0213 | 8.6636 | 8.7524 | 9.0362 | 8.6199 | 9.1427 | 9.134 | 8.7786 | 9.0471 | 8.9899 | 8.6427 | 8.8074 | 8.6098 | 9.487 | 9.2663 | 9.0655 | 9.0715 | 9.2987 | 8.9537 | 8.8071 | 8.8837 | 9.5925 | 8.974 | 8.9412 | 8.8646 | 8.6593 | 9.4706 | 9.5613 | 9.7917 | 8.9797 | 9.276 | 11.0295 | 19.5212 | 16.0877 | 16.8496 | 11.8895 | 9.0919 | 8.9348 | 8.8537 | 9.189 | 9.528 | 10.2244 | 8.8812 | 9.7081 | 8.8021 | 9.3076 | 11.8562 | 11.153 | 8.7137 | 8.7997 | 8.5838 | 8.754 | 8.9565 | 9.089 | 9.089 | 9.089 | 9.089 | 9.089 | 9.089 | 9.089 | 9.089 | 9.089 | 9.089 | 9.089 | 9.089 | 8.8107 | 9.2705 | 9.1729 | 11.2525 | 9.5238 | 10.3427 | 13.6747 | 9.2711 | 15.7274 | 9.0718 | 14.3872 | 18.3771 | 10.6193 | 9.4773 | 15.9414 | 17.7931 | 13.6975 | 14.2077 | 10.0807
INFLOW | zTO MEAD |  | 8.8669 | 12.8324 | 12.2106 | 13.9019 | 10.9585 | 8.9055 | 10.9872 | 8.9504 | 8.8375 | 7.8195 | 8.7527 | 9.8465 | 9.6857 | 9.9533 | 8.577 | 11.1376 | 9.7631 | 8.9272 | 10.4441 | 9.2377 | 8.9685 | 8.9335 | 9.8751 | 11.4781 | 8.5498 | 8.5803 | 14.0713 | 8.6636 | 8.7524 | 9.0362 | 8.6199 | 9.1427 | 9.134 | 8.7786 | 9.0471 | 8.9899 | 8.6427 | 8.8074 | 8.6098 | 9.487 | 9.2663 | 9.0655 | 9.0715 | 9.2987 | 8.9537 | 8.8071 | 8.8837 | 9.5925 | 8.974 | 8.9412 | 8.8646 | 8.6593 | 9.4706 | 9.5613 | 9.7917 | 8.9797 | 9.276 | 11.1773 | 19.5332 | 16.0887 | 16.8497 | 11.8895 | 9.0919 | 8.9348 | 8.8537 | 9.189 | 9.528 | 10.2244 | 8.8812 | 9.7081 | 8.8021 | 9.3076 | 11.8562 | 11.153 | 8.7137 | 8.7997 | 8.5838 | 8.754 | 8.9565 | 9.089 | 9.089 | 9.089 | 9.089 | 9.089 | 9.089 | 9.089 | 9.089 | 9.089 | 9.089 | 9.089 | 9.089 | 8.8107 | 9.2705 | 9.1729 | 11.2525 | 9.5238 | 10.3427 | 13.6747 | 9.2711 | 15.7274 | 9.0718 | 14.3872 | 18.3771 | 10.6193 | 9.4773 | 15.9414 | 17.7931 | 13.6975 | 14.2077 | 10.0807 | 8.884
INFLOW | zTO MEAD |  | 10.4943 | 12.1306 | 13.976 | 10.9714 | 8.9055 | 10.868 | 8.9504 | 8.0875 | 8.5695 | 8.7527 | 9.8465 | 9.6457 | 9.9533 | 8.577 | 11.1376 | 9.6663 | 8.9399 | 10.7213 | 9.3691 | 8.9685 | 8.9335 | 9.8477 | 11.4922 | 8.5498 | 8.5803 | 14.1219 | 8.6636 | 8.7524 | 9.0362 | 8.6199 | 9.1427 | 9.134 | 8.7786 | 9.0471 | 8.9899 | 8.6427 | 8.8074 | 8.6098 | 9.487 | 9.2663 | 9.0655 | 9.0715 | 9.2987 | 8.9537 | 8.8071 | 8.8837 | 9.5925 | 8.974 | 8.9412 | 8.8646 | 8.6593 | 9.4706 | 9.5613 | 9.7917 | 8.9797 | 9.276 | 11.3283 | 19.5456 | 16.0897 | 16.8498 | 11.8895 | 9.0919 | 8.9348 | 8.8537 | 9.189 | 9.528 | 10.2244 | 8.8812 | 9.7081 | 8.8021 | 9.3076 | 11.8562 | 11.153 | 8.7137 | 8.7997 | 8.5838 | 8.754 | 8.9565 | 9.089 | 9.089 | 9.089 | 9.089 | 9.089 | 9.089 | 9.089 | 9.089 | 9.089 | 9.089 | 9.089 | 9.089 | 8.8107 | 9.2705 | 9.1729 | 11.2525 | 9.5238 | 10.3427 | 13.6747 | 9.2711 | 15.7274 | 9.0718 | 14.3872 | 18.3771 | 10.6193 | 9.4773 | 15.9414 | 17.7931 | 13.6975 | 14.2077 | 10.0807 | 8.884 | 10.1177
INFLOW | zTO MEAD |  | 8.8117 | 15.5796 | 10.6506 | 8.9055 | 9.4969 | 8.9504 | 8.0875 | 9.3395 | 9.5227 | 9.8465 | 9.6457 | 9.9133 | 8.577 | 11.1376 | 9.9305 | 9.9091 | 9.9849 | 9.2088 | 7.8185 | 8.9335 | 9.7058 | 11.5209 | 8.5498 | 8.5803 | 14.179 | 8.6636 | 8.7524 | 9.0362 | 8.6199 | 9.1427 | 9.134 | 8.7786 | 9.0471 | 8.9899 | 8.6427 | 8.8074 | 8.6098 | 9.487 | 9.2663 | 9.0655 | 9.0715 | 9.2987 | 8.9537 | 8.8071 | 8.8837 | 9.5925 | 8.974 | 8.9412 | 8.8646 | 8.6593 | 9.4706 | 9.5613 | 9.7917 | 8.9797 | 9.276 | 11.4937 | 19.5591 | 16.0907 | 16.8499 | 11.8895 | 9.0919 | 8.9348 | 8.8537 | 9.189 | 9.528 | 10.2244 | 8.8812 | 9.7081 | 8.8021 | 9.3076 | 11.8562 | 11.153 | 8.7137 | 8.7997 | 8.5838 | 8.754 | 8.9565 | 9.089 | 9.089 | 9.089 | 9.089 | 9.089 | 9.089 | 9.089 | 9.089 | 9.089 | 9.089 | 9.089 | 9.089 | 8.8107 | 9.2705 | 9.1729 | 11.2525 | 9.5238 | 10.3427 | 13.6747 | 9.2711 | 15.7274 | 9.0718 | 14.3872 | 18.3771 | 10.6193 | 9.4773 | 15.9414 | 17.7931 | 13.6975 | 14.2077 | 10.0807 | 8.884 | 10.1177 | 13.4138
INFLOW | zTO MEAD |  | 12.4854 | 10.2908 | 8.9055 | 9.4969 | 8.9504 | 8.0875 | 7.8195 | 9.5227 | 9.8465 | 9.6457 | 9.9133 | 8.537 | 11.1376 | 9.7504 | 9.9091 | 9.7963 | 9.5957 | 7.8185 | 9.8166 | 10.1379 | 11.5726 | 8.5498 | 8.5803 | 14.2564 | 8.6636 | 8.7524 | 9.0362 | 8.6199 | 9.1427 | 9.134 | 8.7786 | 9.0471 | 8.9899 | 8.6427 | 8.8074 | 8.6098 | 9.487 | 9.2663 | 9.0655 | 9.0715 | 9.2987 | 8.9537 | 8.8071 | 8.8837 | 9.5925 | 8.974 | 8.9412 | 8.8646 | 8.6593 | 9.4706 | 9.5613 | 9.7917 | 8.9797 | 9.276 | 11.6713 | 19.5735 | 16.0919 | 16.8499 | 11.8895 | 9.0919 | 8.9348 | 8.8537 | 9.189 | 9.528 | 10.2244 | 8.8812 | 9.7081 | 8.8021 | 9.3076 | 11.8562 | 11.153 | 8.7137 | 8.7997 | 8.5838 | 8.754 | 8.9565 | 9.089 | 9.089 | 9.089 | 9.089 | 9.089 | 9.089 | 9.089 | 9.089 | 9.089 | 9.089 | 9.089 | 9.089 | 8.8107 | 9.2705 | 9.1729 | 11.2525 | 9.5238 | 10.3427 | 13.6747 | 9.2711 | 15.7274 | 9.0718 | 14.3872 | 18.3771 | 10.6193 | 9.4773 | 15.9414 | 17.7931 | 13.6975 | 14.2077 | 10.0807 | 8.884 | 10.1177 | 13.4138 | 11.7786
INFLOW | zTO MEAD |  | 8.8541 | 8.1555 | 10.2669 | 9.7204 | 8.0875 | 8.5695 | 8.7527 | 9.0765 | 9.6457 | 9.9133 | 9.287 | 11.0976 | 9.9305 | 9.9091 | 9.9849 | 10.0877 | 7.8185 | 9.7835 | 9.3781 | 9.9397 | 8.5498 | 8.5803 | 14.2041 | 8.6636 | 8.7524 | 9.0362 | 8.6199 | 9.1427 | 9.134 | 8.7786 | 9.0471 | 8.9899 | 8.6427 | 8.8074 | 8.6098 | 9.487 | 9.2663 | 9.0655 | 9.0715 | 9.2987 | 8.9537 | 8.8071 | 8.8837 | 9.5925 | 8.974 | 8.9412 | 8.8646 | 8.6593 | 9.4706 | 9.5613 | 9.7917 | 8.9797 | 9.276 | 11.8631 | 19.5863 | 16.0931 | 16.85 | 11.8895 | 9.0919 | 8.9348 | 8.8537 | 9.189 | 9.528 | 10.2244 | 8.8812 | 9.7081 | 8.8021 | 9.3076 | 11.8562 | 11.153 | 8.7137 | 8.7997 | 8.5838 | 8.754 | 8.9565 | 9.089 | 9.089 | 9.089 | 9.089 | 9.089 | 9.089 | 9.089 | 9.089 | 9.089 | 9.089 | 9.089 | 9.089 | 8.8107 | 9.2705 | 9.1729 | 11.2525 | 9.5238 | 10.3427 | 13.6747 | 9.2711 | 15.7274 | 9.0718 | 14.3872 | 18.3771 | 10.6193 | 9.4773 | 15.9414 | 17.7931 | 13.6975 | 14.2077 | 10.0807 | 8.884 | 10.1177 | 13.4138 | 11.7786 | 15.4561
INFLOW | zTO MEAD |  | 8.1154 | 9.4969 | 9.7204 | 7.6075 | 7.8195 | 8.7527 | 9.0765 | 9.6457 | 9.9133 | 9.287 | 11.0976 | 9.8905 | 9.9091 | 9.9849 | 10.0877 | 9.8185 | 9.7835 | 9.3781 | 9.0283 | 8.5498 | 8.5803 | 13.9052 | 8.6636 | 8.7524 | 9.0362 | 8.6199 | 9.1427 | 9.134 | 8.7786 | 9.0471 | 8.9899 | 8.6427 | 8.8074 | 8.6098 | 9.487 | 9.2663 | 9.0655 | 9.0715 | 9.2987 | 8.9537 | 8.8071 | 8.8837 | 9.5925 | 8.974 | 8.9412 | 8.8646 | 8.6593 | 9.4706 | 9.5613 | 9.7917 | 8.9797 | 9.276 | 12.0509 | 19.6017 | 16.0944 | 16.8501 | 11.8895 | 9.0919 | 8.9348 | 8.8537 | 9.189 | 9.528 | 10.2244 | 8.8812 | 9.7081 | 8.8021 | 9.3076 | 11.8562 | 11.153 | 8.7137 | 8.7997 | 8.5838 | 8.754 | 8.9565 | 9.089 | 9.089 | 9.089 | 9.089 | 9.089 | 9.089 | 9.089 | 9.089 | 9.089 | 9.089 | 9.089 | 9.089 | 8.8107 | 9.2705 | 9.1729 | 11.2525 | 9.5238 | 10.3427 | 13.6747 | 9.2711 | 15.7274 | 9.0718 | 14.3872 | 18.3771 | 10.6193 | 9.4773 | 15.9414 | 17.7931 | 13.6975 | 14.2077 | 10.0807 | 8.884 | 10.1177 | 13.4138 | 11.7786 | 15.4561 | 9.9429
INFLOW | zTO MEAD |  | 9.7336 | 8.9504 | 8.0875 | 7.8195 | 9.5227 | 9.8465 | 9.6457 | 9.9133 | 9.287 | 11.0976 | 9.6126 | 9.8691 | 10.0328 | 10.0877 | 9.8185 | 9.7835 | 9.3781 | 10.7101 | 8.5989 | 8.5803 | 14.0174 | 8.6636 | 8.7524 | 9.0362 | 8.6199 | 9.1427 | 9.134 | 8.7786 | 9.0471 | 8.9899 | 8.6427 | 8.8074 | 8.6098 | 9.487 | 9.2663 | 9.0655 | 9.0715 | 9.2987 | 8.9537 | 8.8071 | 8.8837 | 9.5925 | 8.974 | 8.9412 | 8.8646 | 8.6593 | 9.4706 | 9.5613 | 9.7917 | 8.9797 | 9.276 | 12.2908 | 19.6201 | 16.0958 | 16.8503 | 11.8895 | 9.0919 | 8.9348 | 8.8537 | 9.189 | 9.528 | 10.2244 | 8.8812 | 9.7081 | 8.8021 | 9.3076 | 11.8562 | 11.153 | 8.7137 | 8.7997 | 8.5838 | 8.754 | 8.9565 | 9.089 | 9.089 | 9.089 | 9.089 | 9.089 | 9.089 | 9.089 | 9.089 | 9.089 | 9.089 | 9.089 | 9.089 | 8.8107 | 9.2705 | 9.1729 | 11.2525 | 9.5238 | 10.3427 | 13.6747 | 9.2711 | 15.7274 | 9.0718 | 14.3872 | 18.3771 | 10.6193 | 9.4773 | 15.9414 | 17.7931 | 13.6975 | 14.2077 | 10.0807 | 8.884 | 10.1177 | 13.4138 | 11.7786 | 15.4561 | 9.9429 | 8.8655
INFLOW | zTO MEAD |  | 8.9103 | 7.6075 | 7.5678 | 8.7527 | 9.0765 | 9.6457 | 9.9133 | 9.287 | 11.0976 | 9.8905 | 9.8691 | 9.9449 | 10.0877 | 9.8185 | 9.7835 | 9.3781 | 9.9985 | 8.5965 | 7.7801 | 14.7131 | 8.6636 | 8.7524 | 9.0362 | 8.6199 | 9.1427 | 9.134 | 8.7786 | 9.0471 | 8.9899 | 8.6427 | 8.8074 | 8.6098 | 9.487 | 9.2663 | 9.0655 | 9.0715 | 9.2987 | 8.9537 | 8.8071 | 8.8837 | 9.5925 | 8.974 | 8.9412 | 8.8646 | 8.6593 | 9.4706 | 9.5613 | 9.7917 | 8.9797 | 9.276 | 12.5498 | 19.655 | 16.0974 | 16.8504 | 11.8895 | 9.0919 | 8.9348 | 8.8537 | 9.189 | 9.528 | 10.2244 | 8.8812 | 9.7081 | 8.8021 | 9.3076 | 11.8562 | 11.153 | 8.7137 | 8.7997 | 8.5838 | 8.754 | 8.9565 | 9.089 | 9.089 | 9.089 | 9.089 | 9.089 | 9.089 | 9.089 | 9.089 | 9.089 | 9.089 | 9.089 | 9.089 | 8.8107 | 9.2705 | 9.1729 | 11.2525 | 9.5238 | 10.3427 | 13.6747 | 9.2711 | 15.7274 | 9.0718 | 14.3872 | 18.3771 | 10.6193 | 9.4773 | 15.9414 | 17.7931 | 13.6975 | 14.2077 | 10.0807 | 8.884 | 10.1177 | 13.4138 | 11.7786 | 15.4561 | 9.9429 | 8.8655 | 9.4569
INFLOW | zTO MEAD |  | 7.5675 | 7.8195 | 8.7527 | 9.8465 | 9.6457 | 9.9133 | 9.287 | 11.0976 | 9.8905 | 9.8691 | 9.9449 | 10.0477 | 9.8185 | 9.7835 | 9.3781 | 10.0505 | 8.614 | 7.8001 | 15.2871 | 8.6636 | 8.7524 | 9.0362 | 8.6199 | 9.1427 | 9.134 | 8.7786 | 9.0471 | 8.9899 | 8.6427 | 8.8074 | 8.6098 | 9.487 | 9.2663 | 9.0655 | 9.0715 | 9.2987 | 8.9537 | 8.8071 | 8.8837 | 9.5925 | 8.974 | 8.9412 | 8.8646 | 8.6593 | 9.4706 | 9.5613 | 9.7917 | 8.9797 | 9.276 | 12.6366 | 19.6759 | 16.1129 | 16.8504 | 11.8896 | 9.0919 | 8.9348 | 8.8537 | 9.189 | 9.528 | 10.2244 | 8.8812 | 9.7081 | 8.8021 | 9.3076 | 11.8562 | 11.153 | 8.7137 | 8.7997 | 8.5838 | 8.754 | 8.9565 | 9.089 | 9.089 | 9.089 | 9.089 | 9.089 | 9.089 | 9.089 | 9.089 | 9.089 | 9.089 | 9.089 | 9.089 | 8.8107 | 9.2705 | 9.1729 | 11.2525 | 9.5238 | 10.3427 | 13.6747 | 9.2711 | 15.7274 | 9.0718 | 14.3872 | 18.3771 | 10.6193 | 9.4773 | 15.9414 | 17.7931 | 13.6975 | 14.2077 | 10.0807 | 8.884 | 10.1177 | 13.4138 | 11.7786 | 15.4561 | 9.9429 | 8.8655 | 9.4569 | 8.9104
INFLOW | zTO MEAD |  | 8.5294 | 9.5227 | 9.8465 | 9.6457 | 9.9133 | 10.057 | 11.0976 | 10.9944 | 9.8691 | 10.2133 | 9.3233 | 9.7785 | 9.7835 | 9.1354 | 11.845 | 9.3998 | 7.9211 | 14.5568 | 8.7436 | 8.7524 | 9.0362 | 8.6199 | 9.1427 | 9.134 | 8.7786 | 9.0471 | 8.9899 | 8.6427 | 8.8074 | 8.6098 | 9.487 | 9.2663 | 9.0655 | 9.0715 | 9.2987 | 8.9537 | 8.8071 | 8.8837 | 9.5925 | 8.974 | 8.9412 | 8.8646 | 8.6593 | 9.4706 | 9.5613 | 9.7917 | 8.9797 | 9.276 | 12.7871 | 19.702 | 16.1288 | 16.8655 | 11.8896 | 9.0919 | 8.9348 | 8.8537 | 9.189 | 9.528 | 10.2244 | 8.8812 | 9.7081 | 8.8021 | 9.3076 | 11.8562 | 11.153 | 8.7137 | 8.7997 | 8.5838 | 8.754 | 8.9565 | 9.089 | 9.089 | 9.089 | 9.089 | 9.089 | 9.089 | 9.089 | 9.089 | 9.089 | 9.089 | 9.089 | 9.089 | 8.8107 | 9.2705 | 9.1729 | 11.2525 | 9.5238 | 10.3427 | 13.6747 | 9.2711 | 15.7274 | 9.0718 | 14.3872 | 18.3771 | 10.6193 | 9.4773 | 15.9414 | 17.7931 | 13.6975 | 14.2077 | 10.0807 | 8.884 | 10.1177 | 13.4138 | 11.7786 | 15.4561 | 9.9429 | 8.8655 | 9.4569 | 8.9104 | 8.7975
INFLOW | zTO MEAD |  | 8.7126 | 9.8465 | 10.2115 | 9.9133 | 10.057 | 10.3276 | 12.6643 | 9.0991 | 10.9466 | 9.7753 | 9.7785 | 9.7435 | 9.2439 | 11.4866 | 9.3998 | 9.4303 | 13.4745 | 8.7436 | 7.6024 | 9.0362 | 8.6199 | 9.1427 | 9.134 | 8.7786 | 9.0471 | 8.9899 | 8.6427 | 8.8074 | 8.6098 | 9.487 | 9.2663 | 9.0655 | 9.0715 | 9.2987 | 8.9537 | 8.8071 | 8.8837 | 9.5925 | 8.974 | 8.9412 | 8.8646 | 8.6593 | 9.4706 | 9.5613 | 9.7917 | 8.9797 | 9.276 | 13.5484 | 19.778 | 16.1487 | 16.8809 | 11.9046 | 9.0919 | 8.9348 | 8.8537 | 9.189 | 9.528 | 10.2244 | 8.8812 | 9.7081 | 8.8021 | 9.3076 | 11.8562 | 11.153 | 8.7137 | 8.7997 | 8.5838 | 8.754 | 8.9565 | 9.089 | 9.089 | 9.089 | 9.089 | 9.089 | 9.089 | 9.089 | 9.089 | 9.089 | 9.089 | 9.089 | 9.089 | 8.8107 | 9.2705 | 9.1729 | 11.2525 | 9.5238 | 10.3427 | 13.6747 | 9.2711 | 15.7274 | 9.0718 | 14.3872 | 18.3771 | 10.6193 | 9.4773 | 15.9414 | 17.7931 | 13.6975 | 14.2077 | 10.0807 | 8.884 | 10.1177 | 13.4138 | 11.7786 | 15.4561 | 9.9429 | 8.8655 | 9.4569 | 8.9104 | 8.7975 | 8.5295
INFLOW | zTO MEAD |  | 9.0365 | 10.1306 | 9.1433 | 10.057 | 10.3276 | 13.2861 | 9.0991 | 11.0358 | 9.5521 | 9.7785 | 9.7435 | 9.4798 | 11.6577 | 9.3998 | 9.4303 | 13.1627 | 8.7436 | 8.8324 | 8.3662 | 8.6199 | 9.1427 | 9.134 | 8.7786 | 9.0471 | 8.9899 | 8.6427 | 8.8074 | 8.6098 | 9.487 | 9.2663 | 9.0655 | 9.0715 | 9.2987 | 8.9537 | 8.8071 | 8.8837 | 9.5925 | 8.974 | 8.9412 | 8.8646 | 8.6593 | 9.4706 | 9.5613 | 9.7917 | 8.9797 | 9.276 | 13.6169 | 19.7973 | 16.164 | 16.8959 | 11.9196 | 9.0919 | 8.9348 | 8.8537 | 9.189 | 9.528 | 10.2244 | 8.8812 | 9.7081 | 8.8021 | 9.3214 | 11.8573 | 11.1531 | 8.7137 | 8.7997 | 8.5838 | 8.754 | 8.9565 | 9.089 | 9.089 | 9.089 | 9.089 | 9.089 | 9.089 | 9.089 | 9.089 | 9.089 | 9.089 | 9.089 | 9.089 | 8.8107 | 9.2705 | 9.1729 | 11.2525 | 9.5238 | 10.3427 | 13.6747 | 9.2711 | 15.7274 | 9.0718 | 14.3872 | 18.3771 | 10.6193 | 9.4773 | 15.9414 | 17.7931 | 13.6975 | 14.2077 | 10.0807 | 8.884 | 10.1177 | 13.4138 | 11.7786 | 15.4561 | 9.9429 | 8.8655 | 9.4569 | 8.9104 | 8.7975 | 8.5295 | 8.7127
INFLOW | zTO MEAD |  | 9.47 | 9.1433 | 9.287 | 10.3276 | 13.8349 | 9.204 | 11.0183 | 9.6921 | 9.0085 | 9.2734 | 10.4022 | 11.9621 | 8.6298 | 9.4303 | 14.0643 | 8.7436 | 8.8324 | 8.3662 | 7.9499 | 9.1427 | 9.134 | 8.7786 | 9.0471 | 8.9899 | 8.6427 | 8.8074 | 8.6098 | 9.487 | 9.2663 | 9.0655 | 9.0715 | 9.2987 | 8.9537 | 8.8071 | 8.8837 | 9.5925 | 8.974 | 8.9412 | 8.8646 | 8.6593 | 9.4706 | 9.5613 | 9.7917 | 8.9797 | 9.276 | 14.1644 | 19.8529 | 16.1825 | 16.9112 | 11.9346 | 9.0919 | 8.9348 | 8.8537 | 9.189 | 9.528 | 10.2244 | 8.8812 | 9.7081 | 8.8021 | 9.3429 | 11.8592 | 11.1533 | 8.7137 | 8.7997 | 8.5838 | 8.754 | 8.9565 | 9.089 | 9.089 | 9.089 | 9.089 | 9.089 | 9.089 | 9.089 | 9.089 | 9.089 | 9.089 | 9.089 | 9.089 | 8.8107 | 9.2705 | 9.1729 | 11.2525 | 9.5238 | 10.3427 | 13.6747 | 9.2711 | 15.7274 | 9.0718 | 14.3872 | 18.3771 | 10.6193 | 9.4773 | 15.9414 | 17.7931 | 13.6975 | 14.2077 | 10.0807 | 8.884 | 10.1177 | 13.4138 | 11.7786 | 15.4561 | 9.9429 | 8.8655 | 9.4569 | 8.9104 | 8.7975 | 8.5295 | 8.7127 | 9.0365
INFLOW | zTO MEAD |  | 9.1032 | 8.537 | 10.3276 | 11.4162 | 9.0991 | 10.9628 | 9.5845 | 9.7785 | 9.7435 | 9.5915 | 11.5384 | 9.3598 | 9.4303 | 13.3912 | 8.7436 | 8.8324 | 8.3662 | 7.9499 | 9.9927 | 9.134 | 8.7786 | 9.0471 | 8.9899 | 8.6427 | 8.8074 | 8.6098 | 9.487 | 9.2663 | 9.0655 | 9.0715 | 9.2987 | 8.9537 | 8.8071 | 8.8837 | 9.5925 | 8.974 | 8.9412 | 8.8646 | 8.6593 | 9.4706 | 9.5613 | 9.7917 | 8.9797 | 9.276 | 14.0361 | 19.8562 | 16.1966 | 16.9261 | 11.9496 | 9.0919 | 8.9348 | 8.8537 | 9.189 | 9.528 | 10.2244 | 8.8812 | 9.7081 | 8.8021 | 9.3779 | 11.862 | 11.1535 | 8.7137 | 8.7997 | 8.5838 | 8.754 | 8.9565 | 9.089 | 9.089 | 9.089 | 9.089 | 9.089 | 9.089 | 9.089 | 9.089 | 9.089 | 9.089 | 9.089 | 9.089 | 8.8107 | 9.2705 | 9.1729 | 11.2511 | 9.5237 | 10.3427 | 13.6747 | 9.2711 | 15.7274 | 9.0718 | 14.3872 | 18.3771 | 10.6193 | 9.4773 | 15.9414 | 17.7931 | 13.6975 | 14.2077 | 10.0807 | 8.884 | 10.1177 | 13.4138 | 11.7786 | 15.4561 | 9.9429 | 8.8655 | 9.4569 | 8.9104 | 8.7975 | 8.5295 | 8.7127 | 9.0365 | 8.8357
INFLOW | zTO MEAD |  | 8.497 | 10.3276 | 12.6705 | 9.1479 | 11.0521 | 9.7313 | 9.0085 | 9.2257 | 10.5598 | 12.0095 | 8.5898 | 9.3903 | 14.1787 | 8.7436 | 8.8324 | 8.3662 | 7.9499 | 9.9927 | 9.984 | 8.7786 | 9.0471 | 8.9899 | 8.6427 | 8.8074 | 8.6098 | 9.487 | 9.2663 | 9.0655 | 9.0715 | 9.2987 | 8.9537 | 8.8071 | 8.8837 | 9.5925 | 8.974 | 8.9412 | 8.8646 | 8.6593 | 9.4706 | 9.5613 | 9.7917 | 8.9797 | 9.276 | 13.7601 | 19.8473 | 16.2097 | 16.941 | 11.9646 | 9.0919 | 8.9348 | 8.8537 | 9.189 | 9.528 | 10.2244 | 8.8812 | 9.7081 | 8.8021 | 9.4278 | 11.866 | 11.1538 | 8.7137 | 8.7997 | 8.5838 | 8.754 | 8.9565 | 9.089 | 9.089 | 9.089 | 9.089 | 9.089 | 9.089 | 9.089 | 9.089 | 9.089 | 9.089 | 9.089 | 9.089 | 8.8107 | 9.2705 | 9.1729 | 11.2512 | 9.5237 | 10.3427 | 13.6747 | 9.2711 | 15.7274 | 9.0718 | 14.3872 | 18.3771 | 10.6193 | 9.4773 | 15.9414 | 17.7931 | 13.6975 | 14.2077 | 10.0807 | 8.884 | 10.1177 | 13.4138 | 11.7786 | 15.4561 | 9.9429 | 8.8655 | 9.4569 | 8.9104 | 8.7975 | 8.5295 | 8.7127 | 9.0365 | 8.8357 | 9.1033
INFLOW | zTO MEAD |  | 11.303 | 13.6769 | 9.7877 | 11.2395 | 9.6456 | 9.0085 | 9.2527 | 10.7036 | 11.7908 | 8.5898 | 8.6203 | 15.111 | 8.7436 | 8.8324 | 8.3662 | 7.9499 | 9.9927 | 9.984 | 7.6286 | 9.0471 | 8.9899 | 8.6427 | 8.8074 | 8.6098 | 9.487 | 9.2663 | 9.0655 | 9.0715 | 9.2987 | 8.9537 | 8.8071 | 8.8837 | 9.5925 | 8.974 | 8.9412 | 8.8646 | 8.6593 | 9.4706 | 9.5613 | 9.7917 | 8.9797 | 9.276 | 14.6795 | 19.9363 | 16.2306 | 16.9564 | 11.9796 | 9.0919 | 8.9348 | 8.8537 | 9.189 | 9.528 | 10.2244 | 8.8812 | 9.7081 | 8.8021 | 9.483 | 11.8676 | 11.1542 | 8.7137 | 8.7997 | 8.5838 | 8.754 | 8.9565 | 9.089 | 9.089 | 9.089 | 9.089 | 9.089 | 9.089 | 9.089 | 9.089 | 9.089 | 9.089 | 9.089 | 9.089 | 8.8107 | 9.2705 | 9.1729 | 11.2512 | 9.5237 | 10.3427 | 13.6747 | 9.2711 | 15.7274 | 9.0718 | 14.3872 | 18.3771 | 10.6193 | 9.4773 | 15.9414 | 17.7931 | 13.6975 | 14.2077 | 10.0807 | 8.884 | 10.1177 | 13.4138 | 11.7786 | 15.4561 | 9.9429 | 8.8655 | 9.4569 | 8.9104 | 8.7975 | 8.5295 | 8.7127 | 9.0365 | 8.8357 | 9.1033 | 9.247
INFLOW | zTO MEAD |  | 11.1542 | 9.0991 | 10.7785 | 9.7456 | 9.0085 | 9.3014 | 10.6044 | 11.9242 | 8.5898 | 9.3903 | 14.2347 | 8.7036 | 8.8324 | 8.3662 | 7.9499 | 9.9927 | 9.984 | 7.6286 | 7.8971 | 8.9899 | 8.6427 | 8.8074 | 8.6098 | 9.487 | 9.2663 | 9.0655 | 9.0715 | 9.2987 | 8.9537 | 8.8071 | 8.8837 | 9.5925 | 8.974 | 8.9412 | 8.8646 | 8.6593 | 9.4706 | 9.5613 | 9.7917 | 8.9797 | 9.276 | 15.6828 | 20.029 | 16.252 | 16.972 | 11.9947 | 9.0919 | 8.9348 | 8.8537 | 9.189 | 9.528 | 10.2244 | 8.8812 | 9.7081 | 8.8021 | 9.5572 | 11.8737 | 11.1547 | 8.7137 | 8.7997 | 8.5838 | 8.754 | 8.9565 | 9.089 | 9.089 | 9.089 | 9.089 | 9.089 | 9.089 | 9.089 | 9.089 | 9.089 | 9.089 | 9.089 | 9.089 | 8.8107 | 9.2705 | 9.1729 | 11.2512 | 9.5237 | 10.3427 | 13.6747 | 9.2711 | 15.7274 | 9.0718 | 14.3872 | 18.3771 | 10.6193 | 9.4773 | 15.9414 | 17.7931 | 13.6975 | 14.2077 | 10.0807 | 8.884 | 10.1177 | 13.4138 | 11.7786 | 15.4561 | 9.9429 | 8.8655 | 9.4569 | 8.9104 | 8.7975 | 8.5295 | 8.7127 | 9.0365 | 8.8357 | 9.1033 | 9.247 | 10.2876
INFLOW | zTO MEAD |  | 9.059 | 9.1749 | 10.0477 | 9.7785 | 9.7435 | 9.3381 | 10.1292 | 9.3598 | 9.3903 | 13.7181 | 8.7036 | 8.7924 | 8.3662 | 7.9499 | 9.9927 | 9.984 | 7.6286 | 7.8971 | 7.8399 | 8.6427 | 8.8074 | 8.6098 | 9.487 | 9.2663 | 9.0655 | 9.0715 | 9.2987 | 8.9537 | 8.8071 | 8.8837 | 9.5925 | 8.974 | 8.9412 | 8.8646 | 8.6593 | 9.4706 | 9.5613 | 9.7917 | 8.9797 | 9.276 | 16.5144 | 20.1107 | 16.2724 | 16.9874 | 12.0097 | 9.0919 | 8.9348 | 8.8537 | 9.189 | 9.528 | 10.2244 | 8.8812 | 9.7081 | 8.8021 | 9.6419 | 11.8805 | 11.1552 | 8.7137 | 8.7997 | 8.5838 | 8.754 | 8.9565 | 9.089 | 9.089 | 9.089 | 9.089 | 9.089 | 9.089 | 9.089 | 9.089 | 9.089 | 9.089 | 9.089 | 9.089 | 8.8107 | 9.2705 | 9.1729 | 11.2513 | 9.5237 | 10.3427 | 13.6747 | 9.2711 | 15.7274 | 9.0718 | 14.3872 | 18.3771 | 10.6193 | 9.4773 | 15.9414 | 17.7931 | 13.6975 | 14.2077 | 10.0807 | 8.884 | 10.1177 | 13.4138 | 11.7786 | 15.4561 | 9.9429 | 8.8655 | 9.4569 | 8.9104 | 8.7975 | 8.5295 | 8.7127 | 9.0365 | 8.8357 | 9.1033 | 9.247 | 10.2876 | 9.0805
INFLOW | zTO MEAD |  | 9.1348 | 9.2777 | 9.7785 | 9.7435 | 9.3381 | 10.6975 | 9.3598 | 9.3903 | 13.5697 | 8.7036 | 8.7924 | 8.3262 | 7.9499 | 9.9927 | 9.984 | 9.6286 | 7.8971 | 9.0699 | 9.4927 | 8.8074 | 8.6098 | 9.487 | 9.2663 | 9.0655 | 9.0715 | 9.2987 | 8.9537 | 8.8071 | 8.8837 | 9.5925 | 8.974 | 8.9412 | 8.8646 | 8.6593 | 9.4706 | 9.5613 | 9.7917 | 8.9797 | 9.276 | 14.4975 | 19.9627 | 16.2741 | 17.0013 | 12.0246 | 9.0919 | 8.9348 | 8.8537 | 9.189 | 9.528 | 10.2244 | 8.8812 | 9.7081 | 8.8021 | 9.7422 | 11.8887 | 11.1559 | 8.7137 | 8.7997 | 8.5838 | 8.754 | 8.9565 | 9.089 | 9.089 | 9.089 | 9.089 | 9.089 | 9.089 | 9.089 | 9.089 | 9.089 | 9.089 | 9.089 | 9.089 | 8.8107 | 9.2705 | 9.1729 | 11.2513 | 9.5237 | 10.3427 | 13.6747 | 9.2711 | 15.7274 | 9.0718 | 14.3872 | 18.3771 | 10.6193 | 9.4773 | 15.9414 | 17.7931 | 13.6975 | 14.2077 | 10.0807 | 8.884 | 10.1177 | 13.4138 | 11.7786 | 15.4561 | 9.9429 | 8.8655 | 9.4569 | 8.9104 | 8.7975 | 8.5295 | 8.7127 | 9.0365 | 8.8357 | 9.1033 | 9.247 | 10.2876 | 9.0805 | 9.0591
INFLOW | zTO MEAD |  | 9.2377 | 9.0085 | 9.7435 | 9.3381 | 9.6315 | 9.3598 | 9.3903 | 13.6626 | 8.7036 | 8.7924 | 8.3262 | 7.9099 | 9.9927 | 9.984 | 9.6286 | 9.8971 | 8.3199 | 9.4927 | 8.8874 | 8.6098 | 9.487 | 9.2663 | 9.0655 | 9.0715 | 9.2987 | 8.9537 | 8.8071 | 8.8837 | 9.5925 | 8.974 | 8.9412 | 8.8646 | 8.6593 | 9.4706 | 9.5613 | 9.7917 | 8.9797 | 9.276 | 13.9826 | 19.9343 | 16.2856 | 17.016 | 12.0396 | 9.0919 | 8.9348 | 8.8537 | 9.189 | 9.528 | 10.2244 | 8.8812 | 9.7081 | 8.8021 | 9.8546 | 11.8979 | 11.1566 | 8.7137 | 8.7997 | 8.5838 | 8.754 | 8.9565 | 9.089 | 9.089 | 9.089 | 9.089 | 9.089 | 9.089 | 9.089 | 9.089 | 9.089 | 9.089 | 9.089 | 9.089 | 8.8107 | 9.2705 | 9.1729 | 11.2514 | 9.5238 | 10.3427 | 13.6747 | 9.2711 | 15.7274 | 9.0718 | 14.3872 | 18.3771 | 10.6193 | 9.4773 | 15.9414 | 17.7931 | 13.6975 | 14.2077 | 10.0807 | 8.884 | 10.1177 | 13.4138 | 11.7786 | 15.4561 | 9.9429 | 8.8655 | 9.4569 | 8.9104 | 8.7975 | 8.5295 | 8.7127 | 9.0365 | 8.8357 | 9.1033 | 9.247 | 10.2876 | 9.0805 | 9.0591 | 9.1349
INFLOW | zTO MEAD |  | 8.9684 | 8.9735 | 9.3381 | 9.9418 | 9.3598 | 9.3903 | 13.6252 | 8.7036 | 8.7924 | 8.3262 | 7.9099 | 9.9527 | 9.984 | 9.6286 | 9.8971 | 8.3199 | 9.4927 | 8.8874 | 7.9027 | 9.487 | 9.2663 | 9.0655 | 9.0715 | 9.2987 | 8.9537 | 8.8071 | 8.8837 | 9.5925 | 8.974 | 8.9412 | 8.8646 | 8.6593 | 9.4706 | 9.5613 | 9.7917 | 8.9797 | 9.276 | 14.7265 | 20.009 | 16.3054 | 17.0314 | 12.0546 | 9.0919 | 8.9348 | 8.8537 | 9.189 | 9.528 | 10.2244 | 8.8812 | 9.7081 | 8.8021 | 9.9817 | 11.9071 | 11.1573 | 8.7137 | 8.7997 | 8.5838 | 8.754 | 8.9565 | 9.089 | 9.089 | 9.089 | 9.089 | 9.089 | 9.089 | 9.089 | 9.089 | 9.089 | 9.089 | 9.089 | 9.089 | 8.8107 | 9.2705 | 9.1729 | 11.2514 | 9.5238 | 10.3427 | 13.6747 | 9.2711 | 15.7274 | 9.0718 | 14.3872 | 18.3771 | 10.6193 | 9.4773 | 15.9414 | 17.7931 | 13.6975 | 14.2077 | 10.0807 | 8.884 | 10.1177 | 13.4138 | 11.7786 | 15.4561 | 9.9429 | 8.8655 | 9.4569 | 8.9104 | 8.7975 | 8.5295 | 8.7127 | 9.0365 | 8.8357 | 9.1033 | 9.247 | 10.2876 | 9.0805 | 9.0591 | 9.1349 | 9.2377
INFLOW | zTO MEAD |  | 8.9334 | 9.3848 | 11.6771 | 8.5898 | 9.3903 | 14.6094 | 8.7036 | 8.7924 | 8.3262 | 7.9099 | 9.9527 | 9.944 | 9.6286 | 9.8971 | 8.3199 | 9.4927 | 8.8874 | 7.9837 | 10.337 | 9.2663 | 9.0655 | 9.0715 | 9.2987 | 8.9537 | 8.8071 | 8.8837 | 9.5925 | 8.974 | 8.9412 | 8.8646 | 8.6593 | 9.4706 | 9.5613 | 9.7917 | 8.9797 | 9.276 | 14.4205 | 19.9977 | 16.3183 | 17.0463 | 12.0696 | 9.0919 | 8.9348 | 8.8537 | 9.189 | 9.528 | 10.2244 | 8.8812 | 9.7081 | 8.8021 | 10.1108 | 11.9314 | 11.1581 | 8.7137 | 8.7997 | 8.5838 | 8.754 | 8.9565 | 9.089 | 9.089 | 9.089 | 9.089 | 9.089 | 9.089 | 9.089 | 9.089 | 9.089 | 9.089 | 9.089 | 9.089 | 8.8107 | 9.2705 | 9.1729 | 11.2515 | 9.5238 | 10.3427 | 13.6747 | 9.2711 | 15.7274 | 9.0718 | 14.3872 | 18.3771 | 10.6193 | 9.4773 | 15.9414 | 17.7931 | 13.6975 | 14.2077 | 10.0807 | 8.884 | 10.1177 | 13.4138 | 11.7786 | 15.4561 | 9.9429 | 8.8655 | 9.4569 | 8.9104 | 8.7975 | 8.5295 | 8.7127 | 9.0365 | 8.8357 | 9.1033 | 9.247 | 10.2876 | 9.0805 | 9.0591 | 9.1349 | 9.2377 | 8.9685
INFLOW | zTO MEAD |  | 8.528 | 10.4298 | 8.5898 | 9.3903 | 14.3347 | 8.7036 | 8.7924 | 8.3262 | 7.9099 | 9.9527 | 9.944 | 9.5886 | 9.8971 | 8.3199 | 9.4927 | 8.8874 | 7.8817 | 10.337 | 9.3463 | 9.0655 | 9.0715 | 9.2987 | 8.9537 | 8.8071 | 8.8837 | 9.5925 | 8.974 | 8.9412 | 8.8646 | 8.6593 | 9.4706 | 9.5613 | 9.7917 | 8.9797 | 9.276 | 14.7278 | 20.0365 | 16.3352 | 17.0614 | 12.0846 | 9.0919 | 8.9348 | 8.8537 | 9.189 | 9.528 | 10.2244 | 8.8812 | 9.7081 | 8.8021 | 10.236 | 11.9554 | 11.1738 | 8.7137 | 8.7997 | 8.5838 | 8.754 | 8.9565 | 9.089 | 9.089 | 9.089 | 9.089 | 9.089 | 9.089 | 9.089 | 9.089 | 9.089 | 9.089 | 9.089 | 9.089 | 8.8107 | 9.2705 | 9.1729 | 11.2516 | 9.5238 | 10.3427 | 13.6747 | 9.2711 | 15.7274 | 9.0718 | 14.3872 | 18.3771 | 10.6193 | 9.4773 | 15.9414 | 17.7931 | 13.6975 | 14.2077 | 10.0807 | 8.884 | 10.1177 | 13.4138 | 11.7786 | 15.4561 | 9.9429 | 8.8655 | 9.4569 | 8.9104 | 8.7975 | 8.5295 | 8.7127 | 9.0365 | 8.8357 | 9.1033 | 9.247 | 10.2876 | 9.0805 | 9.0591 | 9.1349 | 9.2377 | 8.9685 | 8.9335
INFLOW | zTO MEAD |  | 8.8584 | 8.5898 | 9.3903 | 13.7028 | 8.7036 | 8.7924 | 8.3262 | 7.9099 | 9.9527 | 9.944 | 9.5886 | 9.8571 | 8.3199 | 9.4927 | 8.8874 | 7.8949 | 10.337 | 9.3463 | 9.1455 | 9.0715 | 9.2987 | 8.9537 | 8.8071 | 8.8837 | 9.5925 | 8.974 | 8.9412 | 8.8646 | 8.6593 | 9.4706 | 9.5613 | 9.7917 | 8.9797 | 9.276 | 14.8846 | 20.0633 | 16.3511 | 17.0765 | 12.0996 | 9.0919 | 8.9348 | 8.8537 | 9.189 | 9.528 | 10.2244 | 8.8812 | 9.7081 | 8.8021 | 10.3667 | 11.9799 | 11.1895 | 8.7137 | 8.7997 | 8.5838 | 8.754 | 8.9565 | 9.089 | 9.089 | 9.089 | 9.089 | 9.089 | 9.089 | 9.089 | 9.089 | 9.089 | 9.089 | 9.089 | 9.089 | 8.8107 | 9.2705 | 9.1729 | 11.2615 | 9.5246 | 10.3427 | 13.6747 | 9.2711 | 15.7274 | 9.0718 | 14.3872 | 18.3771 | 10.6193 | 9.4773 | 15.9414 | 17.7931 | 13.6975 | 14.2077 | 10.0807 | 8.884 | 10.1177 | 13.4138 | 11.7786 | 15.4561 | 9.9429 | 8.8655 | 9.4569 | 8.9104 | 8.7975 | 8.5295 | 8.7127 | 9.0365 | 8.8357 | 9.1033 | 9.247 | 10.2876 | 9.0805 | 9.0591 | 9.1349 | 9.2377 | 8.9685 | 8.9335 | 8.5281
INFLOW | zTO MEAD |  | 8.5497 | 9.3903 | 10.9173 | 8.7036 | 9.5624 | 8.3262 | 7.4299 | 9.9527 | 9.944 | 9.5886 | 9.8571 | 7.7999 | 9.4927 | 8.8874 | 8.337 | 10.337 | 9.3463 | 9.1455 | 9.1515 | 9.2987 | 8.9537 | 8.8071 | 8.8837 | 9.5925 | 8.974 | 8.9412 | 8.8646 | 8.6593 | 9.4706 | 9.5613 | 9.7917 | 8.9797 | 9.276 | 14.8963 | 20.078 | 16.3661 | 17.0915 | 12.1146 | 9.0919 | 8.9348 | 8.8537 | 9.189 | 9.528 | 10.2244 | 8.8812 | 9.7081 | 8.8021 | 10.494 | 12.0041 | 11.2053 | 8.7137 | 8.7997 | 8.5838 | 8.754 | 8.9565 | 9.089 | 9.089 | 9.089 | 9.089 | 9.089 | 9.089 | 9.089 | 9.089 | 9.089 | 9.089 | 9.089 | 9.089 | 8.8107 | 9.2705 | 9.1729 | 11.2786 | 9.5259 | 10.3428 | 13.6747 | 9.2711 | 15.7274 | 9.0718 | 14.3872 | 18.3771 | 10.6193 | 9.4773 | 15.9414 | 17.7931 | 13.6975 | 14.2077 | 10.0807 | 8.884 | 10.1177 | 13.4138 | 11.7786 | 15.4561 | 9.9429 | 8.8655 | 9.4569 | 8.9104 | 8.7975 | 8.5295 | 8.7127 | 9.0365 | 8.8357 | 9.1033 | 9.247 | 10.2876 | 9.0805 | 9.0591 | 9.1349 | 9.2377 | 8.9685 | 8.9335 | 8.5281 | 8.9916
INFLOW | zTO MEAD |  | 8.5802 | 11.8093 | 8.7036 | 8.0424 | 8.3262 | 7.9099 | 9.9527 | 9.944 | 9.5886 | 9.8571 | 8.2799 | 9.4527 | 8.8874 | 8.1688 | 10.337 | 9.3463 | 9.1455 | 9.1515 | 9.3787 | 8.9537 | 8.8071 | 8.8837 | 9.5925 | 8.974 | 8.9412 | 8.8646 | 8.6593 | 9.4706 | 9.5613 | 9.7917 | 8.9797 | 9.276 | 15.4006 | 20.133 | 16.3843 | 17.1067 | 12.1297 | 9.0919 | 8.9348 | 8.8537 | 9.189 | 9.528 | 10.2244 | 8.8812 | 9.7081 | 8.8021 | 10.6228 | 12.0284 | 11.221 | 8.7137 | 8.7997 | 8.5838 | 8.754 | 8.9565 | 9.089 | 9.089 | 9.089 | 9.089 | 9.089 | 9.089 | 9.089 | 9.089 | 9.089 | 9.089 | 9.089 | 9.089 | 8.8107 | 9.2705 | 9.1729 | 11.3044 | 9.5282 | 10.343 | 13.6748 | 9.2711 | 15.7274 | 9.0718 | 14.3872 | 18.3771 | 10.6193 | 9.4773 | 15.9414 | 17.7931 | 13.6975 | 14.2077 | 10.0807 | 8.884 | 10.1177 | 13.4138 | 11.7786 | 15.4561 | 9.9429 | 8.8655 | 9.4569 | 8.9104 | 8.7975 | 8.5295 | 8.7127 | 9.0365 | 8.8357 | 9.1033 | 9.247 | 10.2876 | 9.0805 | 9.0591 | 9.1349 | 9.2377 | 8.9685 | 8.9335 | 8.5281 | 8.9916 | 8.5498
INFLOW | zTO MEAD |  | 12.583 | 8.7036 | 8.0424 | 8.3262 | 7.9099 | 9.9527 | 9.944 | 9.5886 | 9.8571 | 8.2799 | 9.4527 | 8.8474 | 8.1734 | 10.337 | 9.3463 | 9.1455 | 9.1515 | 9.3787 | 9.8037 | 8.8071 | 8.8837 | 9.5925 | 8.974 | 8.9412 | 8.8646 | 8.6593 | 9.4706 | 9.5613 | 9.7917 | 8.9797 | 9.276 | 15.0561 | 20.1186 | 16.397 | 17.1215 | 12.1446 | 9.0919 | 8.9348 | 8.8537 | 9.189 | 9.528 | 10.2244 | 8.8812 | 9.7081 | 8.8021 | 10.7448 | 12.0521 | 11.2367 | 8.7137 | 8.7997 | 8.5838 | 8.754 | 8.9565 | 9.089 | 9.089 | 9.089 | 9.089 | 9.089 | 9.089 | 9.089 | 9.089 | 9.089 | 9.089 | 9.089 | 9.089 | 8.8107 | 9.2705 | 9.1729 | 11.3464 | 9.5316 | 10.3433 | 13.6748 | 9.2711 | 15.7274 | 9.0718 | 14.3872 | 18.3771 | 10.6193 | 9.4773 | 15.9414 | 17.7931 | 13.6975 | 14.2077 | 10.0807 | 8.884 | 10.1177 | 13.4138 | 11.7786 | 15.4561 | 9.9429 | 8.8655 | 9.4569 | 8.9104 | 8.7975 | 8.5295 | 8.7127 | 9.0365 | 8.8357 | 9.1033 | 9.247 | 10.2876 | 9.0805 | 9.0591 | 9.1349 | 9.2377 | 8.9685 | 8.9335 | 8.5281 | 8.9916 | 8.5498 | 8.5803
INFLOW | zTO MEAD |  | 8.6635 | 7.5624 | 7.8462 | 7.4299 | 9.9527 | 9.944 | 9.5886 | 9.0871 | 8.2101 | 9.4527 | 8.8474 | 8.3766 | 10.337 | 9.3463 | 9.1455 | 9.1515 | 9.3787 | 9.8037 | 9.6571 | 8.8837 | 9.5925 | 8.974 | 8.9412 | 8.8646 | 8.6593 | 9.4706 | 9.5613 | 9.7917 | 8.9797 | 9.276 | 14.0541 | 19.9675 | 16.3984 | 17.1355 | 12.1596 | 9.0919 | 8.9348 | 8.8537 | 9.189 | 9.528 | 10.2244 | 8.8812 | 9.7081 | 8.8021 | 10.8717 | 12.0763 | 11.2525 | 8.7137 | 8.7997 | 8.5838 | 8.754 | 8.9565 | 9.089 | 9.089 | 9.089 | 9.089 | 9.089 | 9.089 | 9.089 | 9.089 | 9.089 | 9.089 | 9.089 | 9.089 | 8.8107 | 9.2705 | 9.1729 | 11.3912 | 9.5351 | 10.3436 | 13.6748 | 9.2711 | 15.7274 | 9.0718 | 14.3872 | 18.3771 | 10.6193 | 9.4773 | 15.9414 | 17.7931 | 13.6975 | 14.2077 | 10.0807 | 8.884 | 10.1177 | 13.4138 | 11.7786 | 15.4561 | 9.9429 | 8.8655 | 9.4569 | 8.9104 | 8.7975 | 8.5295 | 8.7127 | 9.0365 | 8.8357 | 9.1033 | 9.247 | 10.2876 | 9.0805 | 9.0591 | 9.1349 | 9.2377 | 8.9685 | 8.9335 | 8.5281 | 8.9916 | 8.5498 | 8.5803 | 13.2765
INFLOW | zTO MEAD |  | 8.0024 | 7.8462 | 7.4299 | 9.9527 | 9.944 | 9.5886 | 9.8571 | 7.7999 | 9.4527 | 8.8474 | 8.3946 | 10.297 | 9.3463 | 9.1455 | 9.1515 | 9.3787 | 9.8037 | 9.6571 | 7.8391 | 9.5925 | 8.974 | 8.9412 | 8.8646 | 8.6593 | 9.4706 | 9.5613 | 9.7917 | 8.9797 | 9.276 | 15.783 | 20.0175 | 16.3335 | 17.1438 | 12.174 | 9.0919 | 8.9348 | 8.8537 | 9.189 | 9.528 | 10.2244 | 8.8812 | 9.7081 | 8.8021 | 11.0004 | 12.1006 | 11.2682 | 8.7137 | 8.7997 | 8.5838 | 8.754 | 8.9565 | 9.089 | 9.089 | 9.089 | 9.089 | 9.089 | 9.089 | 9.089 | 9.089 | 9.089 | 9.089 | 9.089 | 9.089 | 8.8107 | 9.2705 | 9.1729 | 11.4446 | 9.5396 | 10.3439 | 13.6748 | 9.2711 | 15.7274 | 9.0718 | 14.3872 | 18.3771 | 10.6193 | 9.4773 | 15.9414 | 17.7931 | 13.6975 | 14.2077 | 10.0807 | 8.884 | 10.1177 | 13.4138 | 11.7786 | 15.4561 | 9.9429 | 8.8655 | 9.4569 | 8.9104 | 8.7975 | 8.5295 | 8.7127 | 9.0365 | 8.8357 | 9.1033 | 9.247 | 10.2876 | 9.0805 | 9.0591 | 9.1349 | 9.2377 | 8.9685 | 8.9335 | 8.5281 | 8.9916 | 8.5498 | 8.5803 | 13.2765 | 8.6636
INFLOW | zTO MEAD |  | 8.2861 | 7.9099 | 9.9527 | 10.7859 | 9.5886 | 9.8571 | 8.2799 | 9.4527 | 8.0974 | 8.6498 | 10.297 | 9.3063 | 9.1455 | 9.1515 | 10.1487 | 9.8037 | 9.6571 | 7.8811 | 10.4425 | 8.974 | 8.9412 | 8.8646 | 8.6593 | 9.4706 | 9.5613 | 9.7917 | 8.9797 | 9.276 | 15.9672 | 20.0519 | 16.1621 | 17.1437 | 12.1878 | 9.0919 | 8.9348 | 8.8537 | 9.189 | 9.528 | 10.2244 | 8.8812 | 9.7081 | 8.8021 | 11.1291 | 12.1249 | 11.2839 | 8.7137 | 8.7997 | 8.5838 | 8.754 | 8.9565 | 9.089 | 9.089 | 9.089 | 9.089 | 9.089 | 9.089 | 9.089 | 9.089 | 9.089 | 9.089 | 9.089 | 9.089 | 8.8107 | 9.2705 | 9.1729 | 11.5115 | 9.545 | 10.3444 | 13.6749 | 9.2711 | 15.7274 | 9.0718 | 14.3872 | 18.3771 | 10.6193 | 9.4773 | 15.9414 | 17.7931 | 13.6975 | 14.2077 | 10.0807 | 8.884 | 10.1177 | 13.4138 | 11.7786 | 15.4561 | 9.9429 | 8.8655 | 9.4569 | 8.9104 | 8.7975 | 8.5295 | 8.7127 | 9.0365 | 8.8357 | 9.1033 | 9.247 | 10.2876 | 9.0805 | 9.0591 | 9.1349 | 9.2377 | 8.9685 | 8.9335 | 8.5281 | 8.9916 | 8.5498 | 8.5803 | 13.2765 | 8.6636 | 8.7524
INFLOW | zTO MEAD |  | 8.6199 | 10.3443 | 11.8787 | 8.8186 | 9.0871 | 8.2799 | 9.4527 | 8.0974 | 8.6498 | 10.297 | 10.0763 | 8.3555 | 9.9215 | 10.1487 | 9.8037 | 9.6571 | 7.912 | 10.4425 | 8.5834 | 8.9779 | 8.8646 | 8.6593 | 9.4706 | 9.5613 | 9.7917 | 8.9797 | 9.276 | 17.0829 | 19.7041 | 16.4069 | 17.1773 | 12.2043 | 9.0919 | 8.9348 | 8.8537 | 9.189 | 9.528 | 10.2244 | 8.8812 | 9.7081 | 8.8021 | 11.2611 | 12.1493 | 11.2997 | 8.7137 | 8.7997 | 8.5838 | 8.754 | 8.9565 | 9.089 | 9.089 | 9.089 | 9.089 | 9.089 | 9.089 | 9.089 | 9.089 | 9.089 | 9.089 | 9.089 | 9.089 | 8.8107 | 9.2705 | 9.1729 | 11.5867 | 9.5512 | 10.3449 | 13.6749 | 9.2711 | 15.7274 | 9.0718 | 14.3872 | 18.3771 | 10.6193 | 9.4773 | 15.9414 | 17.7931 | 13.6975 | 14.2077 | 10.0807 | 8.884 | 10.1177 | 13.4138 | 11.7786 | 15.4561 | 9.9429 | 8.8655 | 9.4569 | 8.9104 | 8.7975 | 8.5295 | 8.7127 | 9.0365 | 8.8357 | 9.1033 | 9.247 | 10.2876 | 9.0805 | 9.0591 | 9.1349 | 9.2377 | 8.9685 | 8.9335 | 8.5281 | 8.9916 | 8.5498 | 8.5803 | 13.2765 | 8.6636 | 8.7524 | 9.0362
INFLOW | zTO MEAD |  | 11.9147 | 12.1135 | 8.8186 | 9.0871 | 8.2799 | 8.6827 | 8.0974 | 7.8998 | 10.297 | 10.0763 | 9.8755 | 9.8815 | 10.1487 | 9.8037 | 9.6571 | 9.7337 | 10.4425 | 8.7288 | 9.7912 | 8.8646 | 8.6593 | 9.4706 | 9.5613 | 9.7917 | 8.9797 | 9.276 | 15.2215 | 19.9612 | 15.8722 | 17.1476 | 12.2157 | 9.0919 | 8.9348 | 8.8537 | 9.189 | 9.528 | 10.2244 | 8.8812 | 9.7081 | 8.8021 | 11.3854 | 12.1732 | 11.3154 | 8.7137 | 8.7997 | 8.5838 | 8.754 | 8.9565 | 9.089 | 9.089 | 9.089 | 9.089 | 9.089 | 9.089 | 9.089 | 9.089 | 9.089 | 9.089 | 9.089 | 9.089 | 8.8107 | 9.2705 | 9.1729 | 11.6714 | 9.5582 | 10.3454 | 13.6749 | 9.2711 | 15.7274 | 9.0718 | 14.3872 | 18.3771 | 10.6193 | 9.4773 | 15.9414 | 17.7931 | 13.6975 | 14.2077 | 10.0807 | 8.884 | 10.1177 | 13.4138 | 11.7786 | 15.4561 | 9.9429 | 8.8655 | 9.4569 | 8.9104 | 8.7975 | 8.5295 | 8.7127 | 9.0365 | 8.8357 | 9.1033 | 9.247 | 10.2876 | 9.0805 | 9.0591 | 9.1349 | 9.2377 | 8.9685 | 8.9335 | 8.5281 | 8.9916 | 8.5498 | 8.5803 | 13.2765 | 8.6636 | 8.7524 | 9.0362 | 8.6199
INFLOW | zTO MEAD |  | 9.134 | 8.8186 | 9.0871 | 8.2799 | 9.4527 | 8.0974 | 8.6498 | 10.297 | 10.0763 | 8.3555 | 9.1115 | 10.1087 | 9.8037 | 9.6571 | 9.7337 | 10.4425 | 8.675 | 9.7912 | 7.7146 | 8.6593 | 9.4706 | 9.5613 | 9.7917 | 8.9797 | 9.276 | 16.7923 | 19.6583 | 16.1131 | 17.1809 | 12.2322 | 9.0919 | 8.9348 | 8.8537 | 9.189 | 9.528 | 10.2244 | 8.8812 | 9.7081 | 8.8021 | 11.5141 | 12.1945 | 11.3312 | 8.7137 | 8.7997 | 8.5838 | 8.754 | 8.9565 | 9.089 | 9.089 | 9.089 | 9.089 | 9.089 | 9.089 | 9.089 | 9.089 | 9.089 | 9.089 | 9.089 | 9.089 | 8.8107 | 9.2705 | 9.1729 | 11.7712 | 9.5664 | 10.3461 | 13.675 | 9.2711 | 15.7274 | 9.0718 | 14.3872 | 18.3771 | 10.6193 | 9.4773 | 15.9414 | 17.7931 | 13.6975 | 14.2077 | 10.0807 | 8.884 | 10.1177 | 13.4138 | 11.7786 | 15.4561 | 9.9429 | 8.8655 | 9.4569 | 8.9104 | 8.7975 | 8.5295 | 8.7127 | 9.0365 | 8.8357 | 9.1033 | 9.247 | 10.2876 | 9.0805 | 9.0591 | 9.1349 | 9.2377 | 8.9685 | 8.9335 | 8.5281 | 8.9916 | 8.5498 | 8.5803 | 13.2765 | 8.6636 | 8.7524 | 9.0362 | 8.6199 | 9.1427
INFLOW | zTO MEAD |  | 8.0285 | 8.3371 | 7.7999 | 9.4527 | 8.8474 | 8.1856 | 10.297 | 9.3063 | 9.1055 | 9.1115 | 9.3387 | 9.7637 | 9.6571 | 9.7337 | 10.4425 | 9.824 | 9.7912 | 7.7146 | 8.7393 | 9.4706 | 9.5613 | 9.7917 | 8.9797 | 9.276 | 15.8756 | 19.9718 | 15.6035 | 17.156 | 12.2438 | 9.0919 | 8.9348 | 8.8537 | 9.189 | 9.528 | 10.2244 | 8.8812 | 9.7081 | 8.8021 | 11.6425 | 12.2188 | 11.3469 | 8.7137 | 8.7997 | 8.5838 | 8.754 | 8.9565 | 9.089 | 9.089 | 9.089 | 9.089 | 9.089 | 9.089 | 9.089 | 9.089 | 9.089 | 9.089 | 9.089 | 9.089 | 8.8107 | 9.2705 | 9.1729 | 11.8806 | 9.5751 | 10.3468 | 13.6751 | 9.2711 | 15.7274 | 9.0718 | 14.3872 | 18.3771 | 10.6193 | 9.4773 | 15.9414 | 17.7931 | 13.6975 | 14.2077 | 10.0807 | 8.884 | 10.1177 | 13.4138 | 11.7786 | 15.4561 | 9.9429 | 8.8655 | 9.4569 | 8.9104 | 8.7975 | 8.5295 | 8.7127 | 9.0365 | 8.8357 | 9.1033 | 9.247 | 10.2876 | 9.0805 | 9.0591 | 9.1349 | 9.2377 | 8.9685 | 8.9335 | 8.5281 | 8.9916 | 8.5498 | 8.5803 | 13.2765 | 8.6636 | 8.7524 | 9.0362 | 8.6199 | 9.1427 | 9.134
INFLOW | zTO MEAD |  | 9.0471 | 8.2799 | 9.4527 | 8.0974 | 8.6498 | 10.297 | 10.0763 | 8.3555 | 9.1115 | 10.1087 | 9.7637 | 9.6171 | 9.7337 | 10.4425 | 9.824 | 9.7912 | 7.7146 | 8.7393 | 10.2511 | 9.5613 | 9.7917 | 8.9797 | 9.276 | 16.2133 | 19.32 | 16.0586 | 17.2042 | 12.2616 | 9.0919 | 8.9348 | 8.8537 | 9.189 | 9.528 | 10.2244 | 8.8812 | 9.7081 | 8.8021 | 11.7713 | 12.2431 | 11.3626 | 8.7137 | 8.7997 | 8.5838 | 8.754 | 8.9565 | 9.089 | 9.089 | 9.089 | 9.089 | 9.089 | 9.089 | 9.089 | 9.089 | 9.089 | 9.089 | 9.089 | 9.089 | 8.8107 | 9.2705 | 9.1729 | 12.0064 | 9.5854 | 10.3476 | 13.6751 | 9.2711 | 15.7274 | 9.0718 | 14.3872 | 18.3771 | 10.6193 | 9.4773 | 15.9414 | 17.7931 | 13.6975 | 14.2077 | 10.0807 | 8.884 | 10.1177 | 13.4138 | 11.7786 | 15.4561 | 9.9429 | 8.8655 | 9.4569 | 8.9104 | 8.7975 | 8.5295 | 8.7127 | 9.0365 | 8.8357 | 9.1033 | 9.247 | 10.2876 | 9.0805 | 9.0591 | 9.1349 | 9.2377 | 8.9685 | 8.9335 | 8.5281 | 8.9916 | 8.5498 | 8.5803 | 13.2765 | 8.6636 | 8.7524 | 9.0362 | 8.6199 | 9.1427 | 9.134 | 8.7786
INFLOW | zTO MEAD |  | 8.2399 | 9.4527 | 8.0974 | 7.8998 | 10.297 | 10.0763 | 9.8755 | 9.8815 | 10.1087 | 9.7637 | 9.6171 | 9.6937 | 10.4425 | 9.824 | 9.7912 | 9.7146 | 7.9893 | 9.5506 | 10.4113 | 9.7917 | 8.9797 | 9.276 | 15.1283 | 18.873 | 16.2202 | 17.2311 | 12.2776 | 9.0919 | 8.9348 | 8.8537 | 9.189 | 9.528 | 10.2244 | 8.8812 | 9.7081 | 8.8021 | 11.8938 | 12.2669 | 11.3783 | 8.7137 | 8.7997 | 8.5838 | 8.754 | 8.9565 | 9.089 | 9.089 | 9.089 | 9.089 | 9.089 | 9.089 | 9.089 | 9.089 | 9.089 | 9.089 | 9.089 | 9.089 | 8.8107 | 9.2705 | 9.1729 | 12.1367 | 9.596 | 10.3484 | 13.6752 | 9.2711 | 15.7274 | 9.0718 | 14.3872 | 18.3771 | 10.6193 | 9.4773 | 15.9414 | 17.7931 | 13.6975 | 14.2077 | 10.0807 | 8.884 | 10.1177 | 13.4138 | 11.7786 | 15.4561 | 9.9429 | 8.8655 | 9.4569 | 8.9104 | 8.7975 | 8.5295 | 8.7127 | 9.0365 | 8.8357 | 9.1033 | 9.247 | 10.2876 | 9.0805 | 9.0591 | 9.1349 | 9.2377 | 8.9685 | 8.9335 | 8.5281 | 8.9916 | 8.5498 | 8.5803 | 13.2765 | 8.6636 | 8.7524 | 9.0362 | 8.6199 | 9.1427 | 9.134 | 8.7786 | 9.0471
INFLOW | zTO MEAD |  | 9.1331 | 8.8474 | 9.4198 | 10.297 | 10.0763 | 9.8755 | 9.8815 | 10.1087 | 9.7637 | 9.6171 | 9.6937 | 10.4025 | 9.824 | 9.7912 | 9.7146 | 7.9893 | 10.3206 | 10.4113 | 10.6417 | 8.9797 | 9.276 | 14.6424 | 18.4574 | 16.402 | 17.2597 | 12.2937 | 9.0919 | 8.9348 | 8.8537 | 9.189 | 9.528 | 10.2244 | 8.8812 | 9.7081 | 8.8021 | 12.0221 | 12.2912 | 11.3941 | 8.7137 | 8.7997 | 8.5838 | 8.754 | 8.9565 | 9.089 | 9.089 | 9.089 | 9.089 | 9.089 | 9.089 | 9.089 | 9.089 | 9.089 | 9.089 | 9.089 | 9.089 | 8.8107 | 9.2705 | 9.1729 | 12.2795 | 9.6048 | 10.3494 | 13.6753 | 9.2711 | 15.7274 | 9.0718 | 14.3872 | 18.3771 | 10.6193 | 9.4773 | 15.9414 | 17.7931 | 13.6975 | 14.2077 | 10.0807 | 8.884 | 10.1177 | 13.4138 | 11.7786 | 15.4561 | 9.9429 | 8.8655 | 9.4569 | 8.9104 | 8.7975 | 8.5295 | 8.7127 | 9.0365 | 8.8357 | 9.1033 | 9.247 | 10.2876 | 9.0805 | 9.0591 | 9.1349 | 9.2377 | 8.9685 | 8.9335 | 8.5281 | 8.9916 | 8.5498 | 8.5803 | 13.2765 | 8.6636 | 8.7524 | 9.0362 | 8.6199 | 9.1427 | 9.134 | 8.7786 | 9.0471 | 8.9899
INFLOW | zTO MEAD |  | 8.0574 | 7.8998 | 10.297 | 10.0763 | 8.3555 | 9.8815 | 10.1087 | 9.7637 | 9.6171 | 9.6937 | 10.4025 | 9.784 | 9.1105 | 9.7146 | 8.7393 | 10.3206 | 10.4113 | 10.6417 | 7.8297 | 9.276 | 16.0868 | 18.4822 | 16.3609 | 17.27 | 12.3083 | 9.0919 | 8.9348 | 8.8537 | 9.189 | 9.528 | 10.2244 | 8.8812 | 9.7081 | 8.8021 | 12.1527 | 12.3156 | 11.4098 | 8.7137 | 8.7997 | 8.5838 | 8.754 | 8.9565 | 9.089 | 9.089 | 9.089 | 9.089 | 9.089 | 9.089 | 9.089 | 9.089 | 9.089 | 9.089 | 9.089 | 9.089 | 8.8107 | 9.2705 | 9.1729 | 12.4368 | 9.6176 | 10.3504 | 13.6753 | 9.2711 | 15.7274 | 9.0718 | 14.3872 | 18.3771 | 10.6193 | 9.4773 | 15.9414 | 17.7931 | 13.6975 | 14.2077 | 10.0807 | 8.884 | 10.1177 | 13.4138 | 11.7786 | 15.4561 | 9.9429 | 8.8655 | 9.4569 | 8.9104 | 8.7975 | 8.5295 | 8.7127 | 9.0365 | 8.8357 | 9.1033 | 9.247 | 10.2876 | 9.0805 | 9.0591 | 9.1349 | 9.2377 | 8.9685 | 8.9335 | 8.5281 | 8.9916 | 8.5498 | 8.5803 | 13.2765 | 8.6636 | 8.7524 | 9.0362 | 8.6199 | 9.1427 | 9.134 | 8.7786 | 9.0471 | 8.9899 | 8.6427
INFLOW | zTO MEAD |  | 7.8597 | 9.5547 | 10.0763 | 9.8755 | 9.8815 | 10.1087 | 9.7637 | 9.6171 | 9.6937 | 10.5128 | 9.784 | 10.7258 | 9.7146 | 7.9893 | 10.3206 | 10.4113 | 10.6417 | 7.8297 | 10.126 | 16.1687 | 18.2786 | 16.4151 | 17.2884 | 12.3236 | 9.0919 | 8.9348 | 8.8537 | 9.189 | 9.528 | 10.2244 | 8.8812 | 9.7081 | 8.8021 | 12.2792 | 12.3397 | 11.4256 | 8.7137 | 8.7997 | 8.5838 | 8.754 | 8.9565 | 9.089 | 9.089 | 9.089 | 9.089 | 9.089 | 9.089 | 9.089 | 9.089 | 9.089 | 9.089 | 9.089 | 9.089 | 8.8107 | 9.2705 | 9.1729 | 12.6049 | 9.6313 | 10.3515 | 13.6754 | 9.2711 | 15.7274 | 9.0718 | 14.3872 | 18.3771 | 10.6193 | 9.4773 | 15.9414 | 17.7931 | 13.6975 | 14.2077 | 10.0807 | 8.884 | 10.1177 | 13.4138 | 11.7786 | 15.4561 | 9.9429 | 8.8655 | 9.4569 | 8.9104 | 8.7975 | 8.5295 | 8.7127 | 9.0365 | 8.8357 | 9.1033 | 9.247 | 10.2876 | 9.0805 | 9.0591 | 9.1349 | 9.2377 | 8.9685 | 8.9335 | 8.5281 | 8.9916 | 8.5498 | 8.5803 | 13.2765 | 8.6636 | 8.7524 | 9.0362 | 8.6199 | 9.1427 | 9.134 | 8.7786 | 9.0471 | 8.9899 | 8.6427 | 8.8074
INFLOW | zTO MEAD |  | 11.0245 | 9.3063 | 9.1055 | 9.1115 | 9.3387 | 9.7637 | 9.3101 | 9.6937 | 13.2948 | 9.014 | 11.664 | 8.9046 | 7.9893 | 10.3206 | 10.4113 | 10.6417 | 7.8297 | 10.126 | 17.5153 | 17.9235 | 16.4028 | 17.3009 | 12.3384 | 9.0919 | 8.9348 | 8.8537 | 9.189 | 9.528 | 10.2244 | 8.8812 | 9.7081 | 8.8021 | 12.4057 | 12.3639 | 11.4413 | 8.7137 | 8.7997 | 8.5838 | 8.754 | 8.9565 | 9.089 | 9.089 | 9.089 | 9.089 | 9.089 | 9.089 | 9.089 | 9.089 | 9.089 | 9.089 | 9.089 | 9.089 | 8.8107 | 9.2705 | 9.1729 | 12.7911 | 9.6466 | 10.3527 | 13.6755 | 9.2711 | 15.7274 | 9.0718 | 14.3872 | 18.3771 | 10.6193 | 9.4773 | 15.9414 | 17.7931 | 13.6975 | 14.2077 | 10.0807 | 8.884 | 10.1177 | 13.4138 | 11.7786 | 15.4561 | 9.9429 | 8.8655 | 9.4569 | 8.9104 | 8.7975 | 8.5295 | 8.7127 | 9.0365 | 8.8357 | 9.1033 | 9.247 | 10.2876 | 9.0805 | 9.0591 | 9.1349 | 9.2377 | 8.9685 | 8.9335 | 8.5281 | 8.9916 | 8.5498 | 8.5803 | 13.2765 | 8.6636 | 8.7524 | 9.0362 | 8.6199 | 9.1427 | 9.134 | 8.7786 | 9.0471 | 8.9899 | 8.6427 | 8.8074 | 8.6098
INFLOW | zTO MEAD |  | 9.2662 | 8.3555 | 9.8815 | 10.1087 | 9.7637 | 9.6171 | 9.6937 | 10.4025 | 9.784 | 10.1077 | 9.6746 | 7.9493 | 10.3206 | 10.4113 | 10.6417 | 9.8297 | 10.126 | 15.0787 | 18.0565 | 15.9324 | 17.2764 | 12.3502 | 9.0919 | 8.9348 | 8.8537 | 9.189 | 9.528 | 10.2244 | 8.8812 | 9.7081 | 8.8021 | 12.5344 | 12.388 | 11.457 | 8.7137 | 8.7997 | 8.5838 | 8.754 | 8.9565 | 9.089 | 9.089 | 9.089 | 9.089 | 9.089 | 9.089 | 9.089 | 9.089 | 9.089 | 9.089 | 9.089 | 9.089 | 8.8107 | 9.2705 | 9.1729 | 12.9854 | 9.6623 | 10.354 | 13.6756 | 9.2711 | 15.7274 | 9.0718 | 14.3872 | 18.3771 | 10.6193 | 9.4773 | 15.9414 | 17.7931 | 13.6975 | 14.2077 | 10.0807 | 8.884 | 10.1177 | 13.4138 | 11.7786 | 15.4561 | 9.9429 | 8.8655 | 9.4569 | 8.9104 | 8.7975 | 8.5295 | 8.7127 | 9.0365 | 8.8357 | 9.1033 | 9.247 | 10.2876 | 9.0805 | 9.0591 | 9.1349 | 9.2377 | 8.9685 | 8.9335 | 8.5281 | 8.9916 | 8.5498 | 8.5803 | 13.2765 | 8.6636 | 8.7524 | 9.0362 | 8.6199 | 9.1427 | 9.134 | 8.7786 | 9.0471 | 8.9899 | 8.6427 | 8.8074 | 8.6098 | 9.487
INFLOW | zTO MEAD |  | 9.0655 | 9.1115 | 10.1087 | 9.7637 | 9.6171 | 9.6937 | 10.896 | 9.784 | 10.8545 | 9.6746 | 7.9493 | 10.2806 | 10.4113 | 10.6417 | 9.8297 | 10.126 | 15.4965 | 17.5937 | 16.2351 | 17.3082 | 12.3666 | 9.0919 | 8.9348 | 8.8537 | 9.189 | 9.528 | 10.2244 | 8.8812 | 9.7081 | 8.8021 | 12.7508 | 12.3336 | 11.4665 | 8.7137 | 8.7997 | 8.5838 | 8.754 | 8.9565 | 9.089 | 9.089 | 9.089 | 9.089 | 9.089 | 9.089 | 9.089 | 9.089 | 9.089 | 9.089 | 9.089 | 9.089 | 8.8107 | 9.2705 | 9.1729 | 13.1924 | 9.6793 | 10.3553 | 13.6757 | 9.2712 | 15.7274 | 9.0718 | 14.3872 | 18.3771 | 10.6193 | 9.4773 | 15.9414 | 17.7931 | 13.6975 | 14.2077 | 10.0807 | 8.884 | 10.1177 | 13.4138 | 11.7786 | 15.4561 | 9.9429 | 8.8655 | 9.4569 | 8.9104 | 8.7975 | 8.5295 | 8.7127 | 9.0365 | 8.8357 | 9.1033 | 9.247 | 10.2876 | 9.0805 | 9.0591 | 9.1349 | 9.2377 | 8.9685 | 8.9335 | 8.5281 | 8.9916 | 8.5498 | 8.5803 | 13.2765 | 8.6636 | 8.7524 | 9.0362 | 8.6199 | 9.1427 | 9.134 | 8.7786 | 9.0471 | 8.9899 | 8.6427 | 8.8074 | 8.6098 | 9.487 | 9.2663
INFLOW | zTO MEAD |  | 9.0714 | 9.3387 | 9.7637 | 9.0074 | 9.6937 | 13.3873 | 9.014 | 11.7873 | 8.9046 | 7.9493 | 10.2806 | 10.3713 | 9.8717 | 9.8297 | 10.126 | 16.7329 | 17.4588 | 16.4795 | 17.4221 | 12.3831 | 9.0919 | 8.9348 | 8.8537 | 9.189 | 9.528 | 10.2244 | 8.8812 | 9.7081 | 8.8021 | 13.0675 | 12.2742 | 11.3923 | 8.7137 | 8.7997 | 8.5838 | 8.754 | 8.9565 | 9.089 | 9.089 | 9.089 | 9.089 | 9.089 | 9.089 | 9.089 | 9.089 | 9.089 | 9.089 | 9.089 | 9.089 | 8.8107 | 9.2705 | 9.1729 | 13.4077 | 9.697 | 10.3568 | 13.6759 | 9.2712 | 15.7274 | 9.0718 | 14.3872 | 18.3771 | 10.6193 | 9.4773 | 15.9414 | 17.7931 | 13.6975 | 14.2077 | 10.0807 | 8.884 | 10.1177 | 13.4138 | 11.7786 | 15.4561 | 9.9429 | 8.8655 | 9.4569 | 8.9104 | 8.7975 | 8.5295 | 8.7127 | 9.0365 | 8.8357 | 9.1033 | 9.247 | 10.2876 | 9.0805 | 9.0591 | 9.1349 | 9.2377 | 8.9685 | 8.9335 | 8.5281 | 8.9916 | 8.5498 | 8.5803 | 13.2765 | 8.6636 | 8.7524 | 9.0362 | 8.6199 | 9.1427 | 9.134 | 8.7786 | 9.0471 | 8.9899 | 8.6427 | 8.8074 | 8.6098 | 9.487 | 9.2663 | 9.0655
INFLOW | zTO MEAD |  | 9.2986 | 8.9937 | 9.5236 | 9.6937 | 13.4613 | 9.014 | 11.8274 | 8.9046 | 7.9493 | 10.2806 | 10.3713 | 10.6017 | 9.8297 | 10.126 | 16.4601 | 17.0634 | 16.461 | 17.4344 | 12.4779 | 9.0919 | 8.9348 | 8.8537 | 9.189 | 9.528 | 10.2244 | 8.8812 | 9.7081 | 8.8021 | 13.3857 | 12.3166 | 11.3075 | 8.7137 | 8.7997 | 8.5838 | 8.754 | 8.9565 | 9.089 | 9.089 | 9.089 | 9.089 | 9.089 | 9.089 | 9.089 | 9.089 | 9.089 | 9.089 | 9.089 | 9.089 | 8.8107 | 9.2705 | 9.1729 | 13.587 | 9.7104 | 10.3578 | 13.6759 | 9.2712 | 15.7274 | 9.0718 | 14.3872 | 18.3771 | 10.6193 | 9.4773 | 15.9414 | 17.7931 | 13.6975 | 14.2077 | 10.0807 | 8.884 | 10.1177 | 13.4138 | 11.7786 | 15.4561 | 9.9429 | 8.8655 | 9.4569 | 8.9104 | 8.7975 | 8.5295 | 8.7127 | 9.0365 | 8.8357 | 9.1033 | 9.247 | 10.2876 | 9.0805 | 9.0591 | 9.1349 | 9.2377 | 8.9685 | 8.9335 | 8.5281 | 8.9916 | 8.5498 | 8.5803 | 13.2765 | 8.6636 | 8.7524 | 9.0362 | 8.6199 | 9.1427 | 9.134 | 8.7786 | 9.0471 | 8.9899 | 8.6427 | 8.8074 | 8.6098 | 9.487 | 9.2663 | 9.0655 | 9.0715
INFLOW | zTO MEAD |  | 8.9536 | 8.8471 | 9.6937 | 12.9384 | 9.014 | 11.8255 | 8.9046 | 7.9493 | 10.2806 | 10.3713 | 10.6017 | 9.7897 | 10.126 | 16.3538 | 17.0685 | 16.4752 | 17.4493 | 12.4929 | 9.1719 | 8.9348 | 8.8537 | 9.189 | 9.528 | 10.2244 | 8.8812 | 9.7081 | 8.8021 | 13.7022 | 12.3588 | 11.3275 | 8.7137 | 8.7997 | 8.5838 | 8.754 | 8.9565 | 9.089 | 9.089 | 9.089 | 9.089 | 9.089 | 9.089 | 9.089 | 9.089 | 9.089 | 9.089 | 9.089 | 9.089 | 8.8107 | 9.2705 | 9.1729 | 13.7023 | 9.7336 | 10.3585 | 13.676 | 9.2712 | 15.7274 | 9.0718 | 14.3872 | 18.3771 | 10.6193 | 9.4773 | 15.9414 | 17.7931 | 13.6975 | 14.2077 | 10.0807 | 8.884 | 10.1177 | 13.4138 | 11.7786 | 15.4561 | 9.9429 | 8.8655 | 9.4569 | 8.9104 | 8.7975 | 8.5295 | 8.7127 | 9.0365 | 8.8357 | 9.1033 | 9.247 | 10.2876 | 9.0805 | 9.0591 | 9.1349 | 9.2377 | 8.9685 | 8.9335 | 8.5281 | 8.9916 | 8.5498 | 8.5803 | 13.2765 | 8.6636 | 8.7524 | 9.0362 | 8.6199 | 9.1427 | 9.134 | 8.7786 | 9.0471 | 8.9899 | 8.6427 | 8.8074 | 8.6098 | 9.487 | 9.2663 | 9.0655 | 9.0715 | 9.2987
INFLOW | zTO MEAD |  | 8.8071 | 8.9237 | 11.9342 | 9.014 | 11.7799 | 8.9046 | 7.9493 | 10.2806 | 10.3713 | 9.9438 | 9.7897 | 10.086 | 17.3085 | 16.7768 | 16.4653 | 17.4623 | 12.5077 | 9.1719 | 9.0148 | 8.8537 | 9.189 | 9.528 | 10.2244 | 8.8812 | 9.7081 | 8.8021 | 14.0225 | 12.4014 | 11.3504 | 8.7137 | 8.7997 | 8.5838 | 8.754 | 8.9565 | 9.089 | 9.089 | 9.089 | 9.089 | 9.089 | 9.089 | 9.089 | 9.089 | 9.089 | 9.089 | 9.089 | 9.089 | 8.8107 | 9.2705 | 9.1729 | 13.8184 | 9.7567 | 10.3741 | 13.676 | 9.2712 | 15.7274 | 9.0718 | 14.3872 | 18.3771 | 10.6193 | 9.4773 | 15.9414 | 17.7931 | 13.6975 | 14.2077 | 10.0807 | 8.884 | 10.1177 | 13.4138 | 11.7786 | 15.4561 | 9.9429 | 8.8655 | 9.4569 | 8.9104 | 8.7975 | 8.5295 | 8.7127 | 9.0365 | 8.8357 | 9.1033 | 9.247 | 10.2876 | 9.0805 | 9.0591 | 9.1349 | 9.2377 | 8.9685 | 8.9335 | 8.5281 | 8.9916 | 8.5498 | 8.5803 | 13.2765 | 8.6636 | 8.7524 | 9.0362 | 8.6199 | 9.1427 | 9.134 | 8.7786 | 9.0471 | 8.9899 | 8.6427 | 8.8074 | 8.6098 | 9.487 | 9.2663 | 9.0655 | 9.0715 | 9.2987 | 8.9537
INFLOW | zTO MEAD |  | 8.8837 | 10.6177 | 9.014 | 11.596 | 8.9046 | 7.9493 | 10.2806 | 10.3713 | 10.6017 | 9.7897 | 10.086 | 16.8383 | 16.5071 | 16.4599 | 17.4755 | 12.5226 | 9.1719 | 9.0148 | 8.9337 | 9.189 | 9.528 | 10.2244 | 8.8812 | 9.7081 | 8.8021 | 14.3392 | 12.4437 | 11.3136 | 8.7137 | 8.7997 | 8.5838 | 8.754 | 8.9565 | 9.089 | 9.089 | 9.089 | 9.089 | 9.089 | 9.089 | 9.089 | 9.089 | 9.089 | 9.089 | 9.089 | 9.089 | 8.8107 | 9.2705 | 9.1729 | 13.9654 | 9.7825 | 10.39 | 13.6911 | 9.2712 | 15.7274 | 9.0718 | 14.3872 | 18.3771 | 10.6193 | 9.4773 | 15.9414 | 17.7931 | 13.6975 | 14.2077 | 10.0807 | 8.884 | 10.1177 | 13.4138 | 11.7786 | 15.4561 | 9.9429 | 8.8655 | 9.4569 | 8.9104 | 8.7975 | 8.5295 | 8.7127 | 9.0365 | 8.8357 | 9.1033 | 9.247 | 10.2876 | 9.0805 | 9.0591 | 9.1349 | 9.2377 | 8.9685 | 8.9335 | 8.5281 | 8.9916 | 8.5498 | 8.5803 | 13.2765 | 8.6636 | 8.7524 | 9.0362 | 8.6199 | 9.1427 | 9.134 | 8.7786 | 9.0471 | 8.9899 | 8.6427 | 8.8074 | 8.6098 | 9.487 | 9.2663 | 9.0655 | 9.0715 | 9.2987 | 8.9537 | 8.8071
INFLOW | zTO MEAD |  | 11.4504 | 9.014 | 11.5455 | 8.9046 | 7.9493 | 10.2806 | 10.3713 | 9.9784 | 9.7897 | 10.086 | 17.3734 | 16.5222 | 16.4783 | 17.4907 | 12.5376 | 9.1719 | 9.0148 | 8.9337 | 9.269 | 9.528 | 10.2244 | 8.8812 | 9.7081 | 8.8021 | 14.6572 | 12.3258 | 11.1825 | 8.7137 | 8.7997 | 8.5838 | 8.754 | 8.9565 | 9.089 | 9.089 | 9.089 | 9.089 | 9.089 | 9.089 | 9.089 | 9.089 | 9.089 | 9.089 | 9.089 | 9.089 | 8.8107 | 9.4231 | 9.1729 | 14.1298 | 9.8067 | 10.406 | 13.7062 | 9.2862 | 15.7274 | 9.0718 | 14.3872 | 18.3771 | 10.6193 | 9.4773 | 15.9414 | 17.7931 | 13.6975 | 14.2077 | 10.0807 | 8.884 | 10.1177 | 13.4138 | 11.7786 | 15.4561 | 9.9429 | 8.8655 | 9.4569 | 8.9104 | 8.7975 | 8.5295 | 8.7127 | 9.0365 | 8.8357 | 9.1033 | 9.247 | 10.2876 | 9.0805 | 9.0591 | 9.1349 | 9.2377 | 8.9685 | 8.9335 | 8.5281 | 8.9916 | 8.5498 | 8.5803 | 13.2765 | 8.6636 | 8.7524 | 9.0362 | 8.6199 | 9.1427 | 9.134 | 8.7786 | 9.0471 | 8.9899 | 8.6427 | 8.8074 | 8.6098 | 9.487 | 9.2663 | 9.0655 | 9.0715 | 9.2987 | 8.9537 | 8.8071 | 8.8837
INFLOW | zTO MEAD |  | 8.974 | 8.9812 | 9.6746 | 7.4693 | 9.5106 | 10.3713 | 10.6017 | 9.7897 | 10.086 | 16.7839 | 16.5249 | 16.0516 | 17.4761 | 12.55 | 9.1719 | 9.0148 | 8.9337 | 9.269 | 9.608 | 10.2244 | 8.8812 | 9.7081 | 8.8021 | 14.9743 | 12.0693 | 11.1763 | 8.7137 | 8.7997 | 8.5838 | 8.754 | 8.9565 | 9.089 | 9.089 | 9.089 | 9.089 | 9.089 | 9.089 | 9.089 | 9.089 | 9.089 | 9.089 | 9.089 | 9.089 | 8.8107 | 9.7133 | 9.1729 | 14.1782 | 9.8246 | 10.4212 | 13.7212 | 9.3012 | 15.7424 | 9.0718 | 14.3872 | 18.3771 | 10.6193 | 9.4773 | 15.9414 | 17.7931 | 13.6975 | 14.2077 | 10.0807 | 8.884 | 10.1177 | 13.4138 | 11.7786 | 15.4561 | 9.9429 | 8.8655 | 9.4569 | 8.9104 | 8.7975 | 8.5295 | 8.7127 | 9.0365 | 8.8357 | 9.1033 | 9.247 | 10.2876 | 9.0805 | 9.0591 | 9.1349 | 9.2377 | 8.9685 | 8.9335 | 8.5281 | 8.9916 | 8.5498 | 8.5803 | 13.2765 | 8.6636 | 8.7524 | 9.0362 | 8.6199 | 9.1427 | 9.134 | 8.7786 | 9.0471 | 8.9899 | 8.6427 | 8.8074 | 8.6098 | 9.487 | 9.2663 | 9.0655 | 9.0715 | 9.2987 | 8.9537 | 8.8071 | 8.8837 | 9.5925
INFLOW | zTO MEAD |  | 8.9411 | 8.9046 | 7.9493 | 8.7606 | 10.3713 | 10.6559 | 9.7897 | 10.086 | 17.538 | 16.4192 | 16.2328 | 17.4617 | 12.566 | 9.1719 | 9.0148 | 8.9337 | 9.269 | 9.608 | 10.3044 | 8.8812 | 9.7081 | 8.8021 | 15.292 | 11.8141 | 11.1708 | 8.7137 | 8.7997 | 8.5838 | 8.754 | 8.9565 | 9.089 | 9.089 | 9.089 | 9.089 | 9.089 | 9.089 | 9.089 | 9.089 | 9.089 | 9.089 | 9.089 | 9.089 | 8.8107 | 10.0026 | 9.1729 | 14.2294 | 9.8425 | 10.4364 | 13.7362 | 9.3162 | 15.7574 | 9.0819 | 14.3917 | 18.3775 | 10.6193 | 9.4773 | 15.9414 | 17.7931 | 13.6975 | 14.2077 | 10.0807 | 8.884 | 10.1177 | 13.4138 | 11.7786 | 15.4561 | 9.9429 | 8.8655 | 9.4569 | 8.9104 | 8.7975 | 8.5295 | 8.7127 | 9.0365 | 8.8357 | 9.1033 | 9.247 | 10.2876 | 9.0805 | 9.0591 | 9.1349 | 9.2377 | 8.9685 | 8.9335 | 8.5281 | 8.9916 | 8.5498 | 8.5803 | 13.2765 | 8.6636 | 8.7524 | 9.0362 | 8.6199 | 9.1427 | 9.134 | 8.7786 | 9.0471 | 8.9899 | 8.6427 | 8.8074 | 8.6098 | 9.487 | 9.2663 | 9.0655 | 9.0715 | 9.2987 | 8.9537 | 8.8071 | 8.8837 | 9.5925 | 8.974
INFLOW | zTO MEAD |  | 8.8645 | 7.4693 | 8.7606 | 10.3713 | 10.6017 | 9.7897 | 10.086 | 15.561 | 16.9686 | 15.3709 | 17.4081 | 12.5353 | 9.1719 | 9.0148 | 8.9337 | 9.269 | 9.608 | 10.3044 | 8.9612 | 9.7081 | 8.8021 | 15.5516 | 11.7644 | 11.1766 | 8.7137 | 8.7997 | 8.5838 | 8.754 | 8.9565 | 9.089 | 9.089 | 9.089 | 9.089 | 9.089 | 9.089 | 9.089 | 9.089 | 9.089 | 9.089 | 9.089 | 9.089 | 8.8107 | 10.1933 | 9.1729 | 14.2699 | 9.8595 | 10.4516 | 13.7512 | 9.3312 | 15.7724 | 9.0969 | 14.4067 | 18.3775 | 10.6193 | 9.4773 | 15.9414 | 17.7931 | 13.6975 | 14.2077 | 10.0807 | 8.884 | 10.1177 | 13.4138 | 11.7786 | 15.4561 | 9.9429 | 8.8655 | 9.4569 | 8.9104 | 8.7975 | 8.5295 | 8.7127 | 9.0365 | 8.8357 | 9.1033 | 9.247 | 10.2876 | 9.0805 | 9.0591 | 9.1349 | 9.2377 | 8.9685 | 8.9335 | 8.5281 | 8.9916 | 8.5498 | 8.5803 | 13.2765 | 8.6636 | 8.7524 | 9.0362 | 8.6199 | 9.1427 | 9.134 | 8.7786 | 9.0471 | 8.9899 | 8.6427 | 8.8074 | 8.6098 | 9.487 | 9.2663 | 9.0655 | 9.0715 | 9.2987 | 8.9537 | 8.8071 | 8.8837 | 9.5925 | 8.974 | 8.9412
INFLOW | zTO MEAD |  | 7.4292 | 8.7606 | 10.3713 | 10.0138 | 9.7897 | 10.086 | 17.599 | 16.1387 | 16.1878 | 17.4854 | 12.5556 | 9.1319 | 9.0148 | 8.9337 | 9.269 | 9.608 | 10.3044 | 8.9612 | 9.8734 | 8.8021 | 15.5173 | 11.7695 | 11.1845 | 8.7137 | 8.7997 | 8.5838 | 8.754 | 8.9565 | 9.089 | 9.089 | 9.089 | 9.089 | 9.089 | 9.089 | 9.089 | 9.089 | 9.089 | 9.089 | 9.089 | 9.089 | 8.8107 | 10.48 | 9.1729 | 14.3208 | 9.8774 | 10.4668 | 13.7663 | 9.3462 | 15.7874 | 9.1119 | 14.4217 | 18.3925 | 10.6193 | 9.4773 | 15.9414 | 17.7931 | 13.6975 | 14.2077 | 10.0807 | 8.884 | 10.1177 | 13.4138 | 11.7786 | 15.4561 | 9.9429 | 8.8655 | 9.4569 | 8.9104 | 8.7975 | 8.5295 | 8.7127 | 9.0365 | 8.8357 | 9.1033 | 9.247 | 10.2876 | 9.0805 | 9.0591 | 9.1349 | 9.2377 | 8.9685 | 8.9335 | 8.5281 | 8.9916 | 8.5498 | 8.5803 | 13.2765 | 8.6636 | 8.7524 | 9.0362 | 8.6199 | 9.1427 | 9.134 | 8.7786 | 9.0471 | 8.9899 | 8.6427 | 8.8074 | 8.6098 | 9.487 | 9.2663 | 9.0655 | 9.0715 | 9.2987 | 8.9537 | 8.8071 | 8.8837 | 9.5925 | 8.974 | 8.9412 | 8.8646
INFLOW | zTO MEAD |  | 9.4705 | 11.5104 | 13.3682 | 9.0197 | 9.316 | 16.3594 | 18.5194 | 16.6644 | 17.5383 | 12.5736 | 9.1319 | 8.9748 | 8.9337 | 9.269 | 9.608 | 10.3044 | 8.9612 | 10.2482 | 9.1221 | 15.0003 | 11.7507 | 11.1891 | 8.7137 | 8.7997 | 8.5838 | 8.754 | 8.9565 | 9.089 | 9.089 | 9.089 | 9.089 | 9.089 | 9.089 | 9.089 | 9.089 | 9.089 | 9.089 | 9.089 | 9.089 | 8.8107 | 10.757 | 9.1729 | 14.368 | 9.8952 | 10.4821 | 13.7813 | 9.3612 | 15.8024 | 9.1269 | 14.4367 | 18.4075 | 10.6343 | 9.4773 | 15.9414 | 17.7931 | 13.6975 | 14.2077 | 10.0807 | 8.884 | 10.1177 | 13.4138 | 11.7786 | 15.4561 | 9.9429 | 8.8655 | 9.4569 | 8.9104 | 8.7975 | 8.5295 | 8.7127 | 9.0365 | 8.8357 | 9.1033 | 9.247 | 10.2876 | 9.0805 | 9.0591 | 9.1349 | 9.2377 | 8.9685 | 8.9335 | 8.5281 | 8.9916 | 8.5498 | 8.5803 | 13.2765 | 8.6636 | 8.7524 | 9.0362 | 8.6199 | 9.1427 | 9.134 | 8.7786 | 9.0471 | 8.9899 | 8.6427 | 8.8074 | 8.6098 | 9.487 | 9.2663 | 9.0655 | 9.0715 | 9.2987 | 8.9537 | 8.8071 | 8.8837 | 9.5925 | 8.974 | 8.9412 | 8.8646 | 8.6593
INFLOW | zTO MEAD |  | 10.1566 | 13.3687 | 9.0197 | 9.316 | 16.4788 | 18.134 | 16.6494 | 17.5507 | 12.5884 | 9.1319 | 8.9748 | 8.8937 | 9.269 | 9.608 | 10.3044 | 8.9612 | 10.6198 | 9.1737 | 15.0142 | 11.6418 | 11.1917 | 8.7137 | 8.7997 | 8.5838 | 8.754 | 8.9565 | 9.089 | 9.089 | 9.089 | 9.089 | 9.089 | 9.089 | 9.089 | 9.089 | 9.089 | 9.089 | 9.089 | 9.089 | 8.8107 | 10.9439 | 9.1729 | 14.411 | 9.9125 | 10.4972 | 13.7963 | 9.3762 | 15.8174 | 9.1419 | 14.4517 | 18.4225 | 10.6493 | 9.4773 | 15.9552 | 17.7942 | 13.6976 | 14.2077 | 10.0807 | 8.884 | 10.1177 | 13.4138 | 11.7786 | 15.4561 | 9.9429 | 8.8655 | 9.4569 | 8.9104 | 8.7975 | 8.5295 | 8.7127 | 9.0365 | 8.8357 | 9.1033 | 9.247 | 10.2876 | 9.0805 | 9.0591 | 9.1349 | 9.2377 | 8.9685 | 8.9335 | 8.5281 | 8.9916 | 8.5498 | 8.5803 | 13.2765 | 8.6636 | 8.7524 | 9.0362 | 8.6199 | 9.1427 | 9.134 | 8.7786 | 9.0471 | 8.9899 | 8.6427 | 8.8074 | 8.6098 | 9.487 | 9.2663 | 9.0655 | 9.0715 | 9.2987 | 8.9537 | 8.8071 | 8.8837 | 9.5925 | 8.974 | 8.9412 | 8.8646 | 8.6593 | 9.4706
INFLOW | zTO MEAD |  | 10.0499 | 9.0197 | 9.316 | 17.5868 | 16.6773 | 16.5443 | 17.5561 | 12.6026 | 9.1319 | 8.9748 | 8.8937 | 9.229 | 9.608 | 10.3044 | 8.9612 | 10.7232 | 9.4622 | 14.9337 | 11.7426 | 11.1431 | 8.7137 | 8.7997 | 8.5838 | 8.754 | 8.9565 | 9.089 | 9.089 | 9.089 | 9.089 | 9.089 | 9.089 | 9.089 | 9.089 | 9.089 | 9.089 | 9.089 | 9.089 | 8.8107 | 11.0984 | 9.1729 | 14.4511 | 9.9295 | 10.5124 | 13.8113 | 9.3912 | 15.8324 | 9.1569 | 14.4667 | 18.4375 | 10.6643 | 9.4773 | 15.984 | 17.7954 | 13.6977 | 14.2077 | 10.0807 | 8.884 | 10.1177 | 13.4138 | 11.7786 | 15.4561 | 9.9429 | 8.8655 | 9.4569 | 8.9104 | 8.7975 | 8.5295 | 8.7127 | 9.0365 | 8.8357 | 9.1033 | 9.247 | 10.2876 | 9.0805 | 9.0591 | 9.1349 | 9.2377 | 8.9685 | 8.9335 | 8.5281 | 8.9916 | 8.5498 | 8.5803 | 13.2765 | 8.6636 | 8.7524 | 9.0362 | 8.6199 | 9.1427 | 9.134 | 8.7786 | 9.0471 | 8.9899 | 8.6427 | 8.8074 | 8.6098 | 9.487 | 9.2663 | 9.0655 | 9.0715 | 9.2987 | 8.9537 | 8.8071 | 8.8837 | 9.5925 | 8.974 | 8.9412 | 8.8646 | 8.6593 | 9.4706 | 9.5613
INFLOW | zTO MEAD |  | 8.2296 | 9.316 | 16.3709 | 16.0052 | 15.6197 | 17.4972 | 12.6115 | 9.1319 | 8.9748 | 8.8937 | 9.229 | 9.568 | 10.3044 | 8.9612 | 11.2221 | 9.1298 | 14.7467 | 11.7428 | 11.4266 | 8.7137 | 8.7997 | 8.5838 | 8.754 | 8.9565 | 9.089 | 9.089 | 9.089 | 9.089 | 9.089 | 9.089 | 9.089 | 9.089 | 9.089 | 9.089 | 9.089 | 9.089 | 8.8107 | 11.312 | 9.1729 | 14.4962 | 9.9469 | 10.5276 | 13.8263 | 9.4062 | 15.8474 | 9.1719 | 14.4817 | 18.4525 | 10.6793 | 9.4773 | 16.0128 | 17.8115 | 13.6978 | 14.2077 | 10.0807 | 8.884 | 10.1177 | 13.4138 | 11.7786 | 15.4561 | 9.9429 | 8.8655 | 9.4569 | 8.9104 | 8.7975 | 8.5295 | 8.7127 | 9.0365 | 8.8357 | 9.1033 | 9.247 | 10.2876 | 9.0805 | 9.0591 | 9.1349 | 9.2377 | 8.9685 | 8.9335 | 8.5281 | 8.9916 | 8.5498 | 8.5803 | 13.2765 | 8.6636 | 8.7524 | 9.0362 | 8.6199 | 9.1427 | 9.134 | 8.7786 | 9.0471 | 8.9899 | 8.6427 | 8.8074 | 8.6098 | 9.487 | 9.2663 | 9.0655 | 9.0715 | 9.2987 | 8.9537 | 8.8071 | 8.8837 | 9.5925 | 8.974 | 8.9412 | 8.8646 | 8.6593 | 9.4706 | 9.5613 | 9.7917
INFLOW | zTO MEAD |  | 9.2759 | 17.1584 | 17.1811 | 16.613 | 17.5892 | 12.6328 | 9.1319 | 8.9748 | 8.8937 | 9.229 | 9.568 | 10.2644 | 8.9612 | 11.3258 | 9.5459 | 14.3871 | 11.7313 | 11.433 | 8.7937 | 8.7997 | 8.5838 | 8.754 | 8.9565 | 9.089 | 9.089 | 9.089 | 9.089 | 9.089 | 9.089 | 9.089 | 9.089 | 9.089 | 9.089 | 9.089 | 9.089 | 8.8107 | 11.5531 | 9.1729 | 14.5404 | 9.9644 | 10.5428 | 13.8413 | 9.4212 | 15.8624 | 9.1869 | 14.4967 | 18.4675 | 10.6943 | 9.4773 | 16.0416 | 17.8276 | 13.7128 | 14.2077 | 10.0807 | 8.884 | 10.1177 | 13.4138 | 11.7786 | 15.4561 | 9.9429 | 8.8655 | 9.4569 | 8.9104 | 8.7975 | 8.5295 | 8.7127 | 9.0365 | 8.8357 | 9.1033 | 9.247 | 10.2876 | 9.0805 | 9.0591 | 9.1349 | 9.2377 | 8.9685 | 8.9335 | 8.5281 | 8.9916 | 8.5498 | 8.5803 | 13.2765 | 8.6636 | 8.7524 | 9.0362 | 8.6199 | 9.1427 | 9.134 | 8.7786 | 9.0471 | 8.9899 | 8.6427 | 8.8074 | 8.6098 | 9.487 | 9.2663 | 9.0655 | 9.0715 | 9.2987 | 8.9537 | 8.8071 | 8.8837 | 9.5925 | 8.974 | 8.9412 | 8.8646 | 8.6593 | 9.4706 | 9.5613 | 9.7917 | 8.9797
INFLOW | zTO MEAD |  | 15.0494 | 16.0305 | 16.5279 | 17.5959 | 12.6472 | 9.1319 | 8.9748 | 8.8937 | 9.229 | 9.568 | 10.2644 | 8.9212 | 11.8187 | 9.2165 | 14.5323 | 11.7449 | 11.4398 | 8.7937 | 8.8797 | 8.5838 | 8.754 | 8.9565 | 9.089 | 9.089 | 9.089 | 9.089 | 9.089 | 9.089 | 9.089 | 9.089 | 9.089 | 9.089 | 9.089 | 9.089 | 8.8107 | 11.6814 | 9.1729 | 14.5785 | 9.9813 | 10.5579 | 13.8563 | 9.4362 | 15.8774 | 9.2019 | 14.5117 | 18.4825 | 10.7093 | 9.4773 | 16.0704 | 17.8437 | 13.7279 | 14.2227 | 10.0807 | 8.884 | 10.1177 | 13.4138 | 11.7786 | 15.4561 | 9.9429 | 8.8655 | 9.4569 | 8.9104 | 8.7975 | 8.5295 | 8.7127 | 9.0365 | 8.8357 | 9.1033 | 9.247 | 10.2876 | 9.0805 | 9.0591 | 9.1349 | 9.2377 | 8.9685 | 8.9335 | 8.5281 | 8.9916 | 8.5498 | 8.5803 | 13.2765 | 8.6636 | 8.7524 | 9.0362 | 8.6199 | 9.1427 | 9.134 | 8.7786 | 9.0471 | 8.9899 | 8.6427 | 8.8074 | 8.6098 | 9.487 | 9.2663 | 9.0655 | 9.0715 | 9.2987 | 8.9537 | 8.8071 | 8.8837 | 9.5925 | 8.974 | 8.9412 | 8.8646 | 8.6593 | 9.4706 | 9.5613 | 9.7917 | 8.9797 | 9.276
INFLOW | zTO MEAD |  | 15.3576 | 14.0036 | 15.604 | 12.5011 | 9.1319 | 8.9748 | 8.8937 | 9.229 | 9.568 | 10.2644 | 8.9212 | 12.1245 | 9.3958 | 14.2995 | 11.9391 | 11.451 | 8.7937 | 8.8797 | 8.6638 | 8.754 | 8.9565 | 9.089 | 9.089 | 9.089 | 9.089 | 9.089 | 9.089 | 9.089 | 9.089 | 9.089 | 9.089 | 9.089 | 9.089 | 8.8107 | 11.7024 | 9.1729 | 14.6078 | 9.9974 | 10.573 | 13.8714 | 9.4512 | 15.8924 | 9.2169 | 14.5267 | 18.4975 | 10.7243 | 9.4773 | 16.0992 | 17.8598 | 13.743 | 14.2377 | 10.0957 | 8.884 | 10.1177 | 13.4138 | 11.7786 | 15.4561 | 9.9429 | 8.8655 | 9.4569 | 8.9104 | 8.7975 | 8.5295 | 8.7127 | 9.0365 | 8.8357 | 9.1033 | 9.247 | 10.2876 | 9.0805 | 9.0591 | 9.1349 | 9.2377 | 8.9685 | 8.9335 | 8.5281 | 8.9916 | 8.5498 | 8.5803 | 13.2765 | 8.6636 | 8.7524 | 9.0362 | 8.6199 | 9.1427 | 9.134 | 8.7786 | 9.0471 | 8.9899 | 8.6427 | 8.8074 | 8.6098 | 9.487 | 9.2663 | 9.0655 | 9.0715 | 9.2987 | 8.9537 | 8.8071 | 8.8837 | 9.5925 | 8.974 | 8.9412 | 8.8646 | 8.6593 | 9.4706 | 9.5613 | 9.7917 | 8.9797 | 9.276 | 9.8377
INFLOW | zTO MEAD |  | 13.1732 | 14.0689 | 11.9822 | 9.2705 | 8.9748 | 8.8937 | 9.229 | 8.818 | 10.2644 | 8.9212 | 10.6528 | 9.5072 | 15.9895 | 11.8167 | 11.4427 | 8.7937 | 8.8797 | 7.9138 | 8.084 | 8.9565 | 9.089 | 9.089 | 9.089 | 9.089 | 9.089 | 9.089 | 9.089 | 9.089 | 9.089 | 9.089 | 9.089 | 9.089 | 8.8107 | 11.8576 | 9.1729 | 14.6482 | 10.0145 | 10.5882 | 13.8864 | 9.4662 | 15.9074 | 9.2319 | 14.5417 | 18.5125 | 10.7393 | 9.4773 | 16.128 | 17.8759 | 13.7581 | 14.2527 | 10.1107 | 8.884 | 10.1315 | 13.4149 | 11.7787 | 15.4561 | 9.9429 | 8.8655 | 9.4569 | 8.9104 | 8.7975 | 8.5295 | 8.7127 | 9.0365 | 8.8357 | 9.1033 | 9.247 | 10.2876 | 9.0805 | 9.0591 | 9.1349 | 9.2377 | 8.9685 | 8.9335 | 8.5281 | 8.9916 | 8.5498 | 8.5803 | 13.2765 | 8.6636 | 8.7524 | 9.0362 | 8.6199 | 9.1427 | 9.134 | 8.7786 | 9.0471 | 8.9899 | 8.6427 | 8.8074 | 8.6098 | 9.487 | 9.2663 | 9.0655 | 9.0715 | 9.2987 | 8.9537 | 8.8071 | 8.8837 | 9.5925 | 8.974 | 8.9412 | 8.8646 | 8.6593 | 9.4706 | 9.5613 | 9.7917 | 8.9797 | 9.276 | 9.8377 | 18.364
INFLOW | zTO MEAD |  | 13.6738 | 11.9826 | 9.1319 | 8.9748 | 8.1437 | 8.479 | 8.818 | 10.2644 | 9.6912 | 9.7481 | 9.6121 | 15.1515 | 12.7739 | 11.5261 | 8.7937 | 8.8797 | 7.9138 | 8.084 | 7.8065 | 9.089 | 9.089 | 9.089 | 9.089 | 9.089 | 9.089 | 9.089 | 9.089 | 9.089 | 9.089 | 9.089 | 9.089 | 8.8107 | 12.0665 | 9.1729 | 14.6899 | 10.0316 | 10.6034 | 13.9014 | 9.4812 | 15.9224 | 9.2469 | 14.5567 | 18.5275 | 10.7543 | 9.4773 | 16.1538 | 17.892 | 13.7732 | 14.2677 | 10.1257 | 8.884 | 10.1603 | 13.416 | 11.7788 | 15.4561 | 9.9429 | 8.8655 | 9.4569 | 8.9104 | 8.7975 | 8.5295 | 8.7127 | 9.0365 | 8.8357 | 9.1033 | 9.247 | 10.2876 | 9.0805 | 9.0591 | 9.1349 | 9.2377 | 8.9685 | 8.9335 | 8.5281 | 8.9916 | 8.5498 | 8.5803 | 13.2765 | 8.6636 | 8.7524 | 9.0362 | 8.6199 | 9.1427 | 9.134 | 8.7786 | 9.0471 | 8.9899 | 8.6427 | 8.8074 | 8.6098 | 9.487 | 9.2663 | 9.0655 | 9.0715 | 9.2987 | 8.9537 | 8.8071 | 8.8837 | 9.5925 | 8.974 | 8.9412 | 8.8646 | 8.6593 | 9.4706 | 9.5613 | 9.7917 | 8.9797 | 9.276 | 9.8377 | 18.364 | 15.9963
INFLOW | zTO MEAD |  | 9.2266 | 9.1319 | 8.9748 | 8.1437 | 8.479 | 8.818 | 11.0344 | 8.1712 | 10.5181 | 9.6121 | 14.2326 | 12.9305 | 11.6931 | 8.7937 | 8.8797 | 7.9138 | 8.084 | 7.8065 | 9.169 | 9.089 | 9.089 | 9.089 | 9.089 | 9.089 | 9.089 | 9.089 | 9.089 | 9.089 | 9.089 | 9.089 | 8.8107 | 12.0338 | 9.1729 | 14.7149 | 10.0474 | 10.6184 | 13.9164 | 9.4962 | 15.9374 | 9.2619 | 14.5717 | 18.5425 | 10.7693 | 9.4773 | 16.1826 | 17.9081 | 13.7883 | 14.2827 | 10.1407 | 8.884 | 10.1891 | 13.4321 | 11.7789 | 15.4561 | 9.9429 | 8.8655 | 9.4569 | 8.9104 | 8.7975 | 8.5295 | 8.7127 | 9.0365 | 8.8357 | 9.1033 | 9.247 | 10.2876 | 9.0805 | 9.0591 | 9.1349 | 9.2377 | 8.9685 | 8.9335 | 8.5281 | 8.9916 | 8.5498 | 8.5803 | 13.2765 | 8.6636 | 8.7524 | 9.0362 | 8.6199 | 9.1427 | 9.134 | 8.7786 | 9.0471 | 8.9899 | 8.6427 | 8.8074 | 8.6098 | 9.487 | 9.2663 | 9.0655 | 9.0715 | 9.2987 | 8.9537 | 8.8071 | 8.8837 | 9.5925 | 8.974 | 8.9412 | 8.8646 | 8.6593 | 9.4706 | 9.5613 | 9.7917 | 8.9797 | 9.276 | 9.8377 | 18.364 | 15.9963 | 16.8421
INFLOW | zTO MEAD |  | 9.0918 | 8.2248 | 7.6637 | 8.479 | 8.4724 | 11.0344 | 8.1712 | 10.5181 | 9.6121 | 13.2507 | 12.4952 | 11.8866 | 8.7937 | 8.8797 | 7.9138 | 7.604 | 7.8065 | 9.169 | 9.169 | 9.089 | 9.089 | 9.089 | 9.089 | 9.089 | 9.089 | 9.089 | 9.089 | 9.089 | 9.089 | 8.8107 | 12.5035 | 9.1729 | 14.6978 | 10.0598 | 10.6332 | 13.9314 | 9.5112 | 15.9524 | 9.2769 | 14.5867 | 18.5575 | 10.7843 | 9.4773 | 16.2114 | 17.9242 | 13.8034 | 14.2977 | 10.1557 | 8.884 | 10.2179 | 13.4482 | 11.7939 | 15.4561 | 9.9429 | 8.8655 | 9.4569 | 8.9104 | 8.7975 | 8.5295 | 8.7127 | 9.0365 | 8.8357 | 9.1033 | 9.247 | 10.2876 | 9.0805 | 9.0591 | 9.1349 | 9.2377 | 8.9685 | 8.9335 | 8.5281 | 8.9916 | 8.5498 | 8.5803 | 13.2765 | 8.6636 | 8.7524 | 9.0362 | 8.6199 | 9.1427 | 9.134 | 8.7786 | 9.0471 | 8.9899 | 8.6427 | 8.8074 | 8.6098 | 9.487 | 9.2663 | 9.0655 | 9.0715 | 9.2987 | 8.9537 | 8.8071 | 8.8837 | 9.5925 | 8.974 | 8.9412 | 8.8646 | 8.6593 | 9.4706 | 9.5613 | 9.7917 | 8.9797 | 9.276 | 9.8377 | 18.364 | 15.9963 | 16.8421 | 11.8889
INFLOW | zTO MEAD |  | 8.1847 | 8.1437 | 8.479 | 8.338 | 11.0344 | 8.1712 | 10.5181 | 9.6121 | 13.998 | 12.9458 | 11.566 | 8.7537 | 8.8797 | 7.9138 | 7.604 | 7.8065 | 9.169 | 9.169 | 8.7112 | 9.089 | 9.089 | 9.089 | 9.089 | 9.089 | 9.089 | 9.089 | 9.089 | 9.089 | 8.8107 | 13.2333 | 9.1729 | 14.5998 | 10.0656 | 10.6475 | 13.9463 | 9.5262 | 15.9674 | 9.2919 | 14.6017 | 18.5725 | 10.7993 | 9.4773 | 16.2402 | 17.9403 | 13.8185 | 14.3127 | 10.1707 | 8.884 | 10.2467 | 13.4643 | 11.809 | 15.4711 | 9.9429 | 8.8655 | 9.4569 | 8.9104 | 8.7975 | 8.5295 | 8.7127 | 9.0365 | 8.8357 | 9.1033 | 9.247 | 10.2876 | 9.0805 | 9.0591 | 9.1349 | 9.2377 | 8.9685 | 8.9335 | 8.5281 | 8.9916 | 8.5498 | 8.5803 | 13.2765 | 8.6636 | 8.7524 | 9.0362 | 8.6199 | 9.1427 | 9.134 | 8.7786 | 9.0471 | 8.9899 | 8.6427 | 8.8074 | 8.6098 | 9.487 | 9.2663 | 9.0655 | 9.0715 | 9.2987 | 8.9537 | 8.8071 | 8.8837 | 9.5925 | 8.974 | 8.9412 | 8.8646 | 8.6593 | 9.4706 | 9.5613 | 9.7917 | 8.9797 | 9.276 | 9.8377 | 18.364 | 15.9963 | 16.8421 | 11.8889 | 9.0919
INFLOW | zTO MEAD |  | 8.1037 | 8.479 | 8.818 | 11.0344 | 9.6912 | 10.5181 | 9.6121 | 14.1386 | 12.7268 | 11.9401 | 8.7537 | 8.8397 | 7.9138 | 7.604 | 7.8065 | 8.419 | 9.169 | 9.061 | 9.939 | 9.089 | 9.089 | 9.089 | 9.089 | 9.089 | 9.089 | 9.089 | 9.089 | 8.8107 | 13.0992 | 9.1729 | 14.5169 | 9.9898 | 10.655 | 13.9607 | 9.5412 | 15.9824 | 9.3069 | 14.6167 | 18.5875 | 10.8143 | 9.4773 | 16.269 | 17.9564 | 13.8335 | 14.3277 | 10.1857 | 8.884 | 10.2755 | 13.4804 | 11.8241 | 15.4861 | 9.9579 | 8.8655 | 9.4569 | 8.9104 | 8.7975 | 8.5295 | 8.7127 | 9.0365 | 8.8357 | 9.1033 | 9.247 | 10.2876 | 9.0805 | 9.0591 | 9.1349 | 9.2377 | 8.9685 | 8.9335 | 8.5281 | 8.9916 | 8.5498 | 8.5803 | 13.2765 | 8.6636 | 8.7524 | 9.0362 | 8.6199 | 9.1427 | 9.134 | 8.7786 | 9.0471 | 8.9899 | 8.6427 | 8.8074 | 8.6098 | 9.487 | 9.2663 | 9.0655 | 9.0715 | 9.2987 | 8.9537 | 8.8071 | 8.8837 | 9.5925 | 8.974 | 8.9412 | 8.8646 | 8.6593 | 9.4706 | 9.5613 | 9.7917 | 8.9797 | 9.276 | 9.8377 | 18.364 | 15.9963 | 16.8421 | 11.8889 | 9.0919 | 8.9348
INFLOW | zTO MEAD |  | 9.189 | 8.818 | 10.2644 | 8.9212 | 11.7648 | 9.5801 | 16.1185 | 12.0877 | 11.7154 | 8.7537 | 8.8397 | 7.8738 | 8.084 | 7.8065 | 8.419 | 8.419 | 9.169 | 9.939 | 9.1794 | 9.089 | 9.089 | 9.089 | 9.089 | 9.089 | 9.089 | 9.089 | 8.8107 | 14.2132 | 9.1729 | 14.6407 | 9.9115 | 10.5796 | 13.9682 | 9.5556 | 15.9973 | 9.3219 | 14.6317 | 18.6025 | 10.8293 | 9.4773 | 16.2978 | 17.9725 | 13.8486 | 14.3428 | 10.2007 | 8.884 | 10.3043 | 13.4965 | 11.8392 | 15.5011 | 9.9729 | 8.8655 | 9.4569 | 8.9104 | 8.7975 | 8.5295 | 8.7127 | 9.0365 | 8.8357 | 9.1033 | 9.247 | 10.2876 | 9.0805 | 9.0591 | 9.1349 | 9.2377 | 8.9685 | 8.9335 | 8.5281 | 9.0027 | 8.5498 | 8.5803 | 13.2774 | 8.6636 | 8.7524 | 9.0362 | 8.6199 | 9.1427 | 9.134 | 8.7786 | 9.0471 | 8.9899 | 8.6427 | 8.8074 | 8.6098 | 9.487 | 9.2663 | 9.0655 | 9.0715 | 9.2987 | 8.9537 | 8.8071 | 8.8837 | 9.5925 | 8.974 | 8.9412 | 8.8646 | 8.6593 | 9.4706 | 9.5613 | 9.7917 | 8.9797 | 9.276 | 9.8377 | 18.3641 | 15.9963 | 16.8421 | 11.8889 | 9.0919 | 8.9348 | 8.8537
INFLOW | zTO MEAD |  | 9.5279 | 10.2644 | 8.9212 | 12.1127 | 9.5048 | 15.2186 | 12.0542 | 11.7286 | 8.7537 | 8.8397 | 7.8738 | 8.044 | 7.8065 | 9.939 | 8.419 | 8.419 | 9.939 | 9.2165 | 9.939 | 9.089 | 9.089 | 9.089 | 9.089 | 9.089 | 9.089 | 8.8107 | 13.9644 | 9.1729 | 14.6533 | 9.9291 | 10.4928 | 13.8921 | 9.563 | 16.0117 | 9.3369 | 14.6467 | 18.6175 | 10.8443 | 9.4773 | 16.3266 | 17.9886 | 13.8637 | 14.3578 | 10.2157 | 8.884 | 10.3331 | 13.5126 | 11.8543 | 15.5161 | 9.9879 | 8.8655 | 9.4569 | 8.9104 | 8.7975 | 8.5295 | 8.7127 | 9.0365 | 8.8357 | 9.1033 | 9.247 | 10.2876 | 9.0805 | 9.0591 | 9.1349 | 9.2377 | 8.9685 | 8.9335 | 8.5281 | 9.0229 | 8.5498 | 8.5803 | 13.279 | 8.6636 | 8.7524 | 9.0362 | 8.6199 | 9.1427 | 9.134 | 8.7786 | 9.0471 | 8.9899 | 8.6427 | 8.8074 | 8.6098 | 9.487 | 9.2663 | 9.0655 | 9.0715 | 9.2987 | 8.9537 | 8.8071 | 8.8837 | 9.5925 | 8.974 | 8.9412 | 8.8646 | 8.6593 | 9.4706 | 9.5613 | 9.7917 | 8.9797 | 9.276 | 9.8377 | 18.3642 | 15.9963 | 16.8421 | 11.8889 | 9.0919 | 8.9348 | 8.8537 | 9.189
INFLOW | zTO MEAD |  | 11.0371 | 8.9212 | 13.2371 | 9.7342 | 14.1835 | 12.0164 | 11.7383 | 8.7599 | 8.8397 | 7.8738 | 8.044 | 7.7665 | 9.939 | 8.419 | 8.419 | 9.939 | 9.2061 | 9.939 | 8.582 | 9.089 | 9.089 | 9.089 | 9.089 | 9.089 | 8.8107 | 15.373 | 9.1729 | 14.8013 | 9.9603 | 10.5116 | 13.8054 | 9.4869 | 16.0192 | 9.3513 | 14.6616 | 18.6325 | 10.8593 | 9.4773 | 16.3554 | 18.0047 | 13.8788 | 14.3728 | 10.2307 | 8.884 | 10.3619 | 13.5287 | 11.8694 | 15.5311 | 10.0029 | 8.8655 | 9.4569 | 8.9104 | 8.7975 | 8.5295 | 8.7127 | 9.0365 | 8.8357 | 9.1033 | 9.247 | 10.2876 | 9.0805 | 9.0591 | 9.1349 | 9.2377 | 8.9685 | 8.9335 | 8.5281 | 9.0558 | 8.5498 | 8.5803 | 13.2816 | 8.6636 | 8.7524 | 9.0362 | 8.6199 | 9.1427 | 9.134 | 8.7786 | 9.0471 | 8.9899 | 8.6427 | 8.8074 | 8.6098 | 9.487 | 9.2663 | 9.0655 | 9.0715 | 9.2987 | 8.9537 | 8.8071 | 8.8837 | 9.5925 | 8.974 | 8.9412 | 8.8646 | 8.6593 | 9.4706 | 9.5613 | 9.7917 | 8.9797 | 9.276 | 9.8377 | 18.3644 | 15.9963 | 16.8421 | 11.8889 | 9.0919 | 8.9348 | 8.8537 | 9.189 | 9.528
INFLOW | zTO MEAD |  | 8.1311 | 10.7935 | 9.3141 | 16.2697 | 12.1097 | 11.7333 | 8.7537 | 8.8397 | 7.8738 | 8.044 | 7.7665 | 8.379 | 9.169 | 9.169 | 9.939 | 9.939 | 9.939 | 8.6466 | 8.9336 | 9.089 | 9.089 | 9.089 | 9.089 | 8.8107 | 13.9724 | 9.1729 | 14.7254 | 9.9705 | 10.5319 | 13.8234 | 9.4002 | 15.9431 | 9.3587 | 14.676 | 18.6474 | 10.8743 | 9.4773 | 16.3842 | 18.0208 | 13.8939 | 14.3878 | 10.2457 | 8.884 | 10.3907 | 13.5448 | 11.8845 | 15.5461 | 10.0179 | 8.8655 | 9.4569 | 8.9104 | 8.7975 | 8.5295 | 8.7127 | 9.0365 | 8.8357 | 9.1033 | 9.247 | 10.2876 | 9.0805 | 9.0591 | 9.1349 | 9.2377 | 8.9685 | 8.9335 | 8.5281 | 9.096 | 8.5498 | 8.5803 | 13.2848 | 8.6636 | 8.7524 | 9.0362 | 8.6199 | 9.1427 | 9.134 | 8.7786 | 9.0471 | 8.9899 | 8.6427 | 8.8074 | 8.6098 | 9.487 | 9.2663 | 9.0655 | 9.0715 | 9.2987 | 8.9537 | 8.8071 | 8.8837 | 9.5925 | 8.974 | 8.9412 | 8.8646 | 8.6593 | 9.4706 | 9.5613 | 9.7917 | 8.9797 | 9.276 | 9.8377 | 18.3647 | 15.9963 | 16.8421 | 11.8889 | 9.0919 | 8.9348 | 8.8537 | 9.189 | 9.528 | 10.2244
INFLOW | zTO MEAD |  | 12.3633 | 9.5487 | 14.3341 | 12.0329 | 11.7475 | 8.771 | 8.8397 | 7.8738 | 8.044 | 7.7665 | 9.899 | 8.379 | 8.419 | 9.939 | 9.939 | 9.939 | 8.6587 | 8.9403 | 9.169 | 9.089 | 9.089 | 9.089 | 8.8107 | 15.3734 | 9.1729 | 14.8697 | 9.9987 | 10.5506 | 13.8444 | 9.4182 | 15.7706 | 9.3585 | 14.6898 | 18.6623 | 10.8893 | 9.4773 | 16.413 | 18.0369 | 13.909 | 14.4028 | 10.2607 | 8.884 | 10.4165 | 13.5609 | 11.8996 | 15.5611 | 10.0329 | 8.8655 | 9.4569 | 8.9104 | 8.7975 | 8.5295 | 8.7127 | 9.0365 | 8.8357 | 9.1033 | 9.247 | 10.2876 | 9.0805 | 9.0591 | 9.1349 | 9.2377 | 8.9685 | 8.9335 | 8.5281 | 9.1425 | 8.5498 | 8.5803 | 13.2888 | 8.6636 | 8.7524 | 9.0362 | 8.6199 | 9.1427 | 9.134 | 8.7786 | 9.0471 | 8.9899 | 8.6427 | 8.8074 | 8.6098 | 9.487 | 9.2663 | 9.0655 | 9.0715 | 9.2987 | 8.9537 | 8.8071 | 8.8837 | 9.5925 | 8.974 | 8.9412 | 8.8646 | 8.6593 | 9.4706 | 9.5613 | 9.7917 | 8.9797 | 9.276 | 9.8377 | 18.365 | 15.9963 | 16.8421 | 11.8889 | 9.0919 | 8.9348 | 8.8537 | 9.189 | 9.528 | 10.2244 | 8.8812
INFLOW | zTO MEAD |  | 8.802 | 13.6006 | 12.4695 | 11.7616 | 8.7537 | 8.8397 | 7.8738 | 7.564 | 7.7665 | 9.129 | 9.129 | 8.4699 | 9.939 | 9.939 | 9.939 | 9.939 | 9.0282 | 9.169 | 9.169 | 9.089 | 9.089 | 8.8107 | 13.3034 | 9.1729 | 14.7416 | 10.0075 | 10.5676 | 13.8622 | 9.4391 | 15.5982 | 9.444 | 14.6277 | 18.6709 | 10.9038 | 9.4773 | 16.4418 | 18.053 | 13.9241 | 14.4178 | 10.2757 | 8.884 | 10.4453 | 13.5771 | 11.9147 | 15.5762 | 10.0479 | 8.8655 | 9.4569 | 8.9104 | 8.7975 | 8.5295 | 8.7127 | 9.0365 | 8.8357 | 9.1033 | 9.247 | 10.2876 | 9.0805 | 9.0591 | 9.1349 | 9.2377 | 8.9685 | 8.9335 | 8.5281 | 9.205 | 8.5498 | 8.5803 | 13.2938 | 8.6636 | 8.7524 | 9.0362 | 8.6199 | 9.1427 | 9.134 | 8.7786 | 9.0471 | 8.9899 | 8.6427 | 8.8074 | 8.6098 | 9.487 | 9.2663 | 9.0655 | 9.0715 | 9.2987 | 8.9537 | 8.8071 | 8.8837 | 9.5925 | 8.974 | 8.9412 | 8.8646 | 8.6593 | 9.4706 | 9.5613 | 9.7917 | 8.9797 | 9.276 | 9.8377 | 18.3654 | 15.9964 | 16.8421 | 11.8889 | 9.0919 | 8.9348 | 8.8537 | 9.189 | 9.528 | 10.2244 | 8.8812 | 9.7081
INFLOW | zTO MEAD |  | 12.5961 | 12.1459 | 11.7494 | 8.7537 | 8.8397 | 7.8738 | 7.564 | 7.7665 | 9.129 | 9.129 | 8.5202 | 9.899 | 9.939 | 9.939 | 9.939 | 9.939 | 8.419 | 9.169 | 9.939 | 9.089 | 8.8107 | 12.8819 | 9.1729 | 14.7424 | 10.024 | 10.5883 | 13.8801 | 9.457 | 15.4286 | 9.6342 | 14.4693 | 18.6718 | 10.9177 | 9.4773 | 16.4676 | 18.0691 | 13.9392 | 14.4328 | 10.2907 | 8.884 | 10.4741 | 13.5932 | 11.9297 | 15.5912 | 10.0629 | 8.8655 | 9.4569 | 8.9104 | 8.7975 | 8.5295 | 8.7127 | 9.0365 | 8.8357 | 9.1033 | 9.247 | 10.2876 | 9.0805 | 9.0591 | 9.1349 | 9.2377 | 8.9685 | 8.9335 | 8.5281 | 9.2772 | 8.5498 | 8.5803 | 13.2998 | 8.6636 | 8.7524 | 9.0362 | 8.6199 | 9.1427 | 9.134 | 8.7786 | 9.0471 | 8.9899 | 8.6427 | 8.8074 | 8.6098 | 9.487 | 9.2663 | 9.0655 | 9.0715 | 9.2987 | 8.9537 | 8.8071 | 8.8837 | 9.5925 | 8.974 | 8.9412 | 8.8646 | 8.6593 | 9.4706 | 9.5613 | 9.7917 | 8.9797 | 9.276 | 9.8377 | 18.3659 | 15.9964 | 16.8421 | 11.8889 | 9.0919 | 8.9348 | 8.8537 | 9.189 | 9.528 | 10.2244 | 8.8812 | 9.7081 | 8.8021
INFLOW | zTO MEAD |  | 9.4365 | 11.4965 | 8.7537 | 8.8397 | 7.3938 | 7.8348 | 7.7665 | 9.129 | 9.129 | 9.128 | 9.899 | 9.129 | 9.939 | 9.939 | 9.939 | 9.169 | 9.169 | 9.939 | 9.939 | 8.8107 | 11.6878 | 9.1729 | 14.7062 | 10.0404 | 10.6059 | 13.9009 | 9.4749 | 15.3572 | 9.7344 | 14.3034 | 18.6721 | 10.9315 | 9.4773 | 16.4963 | 18.0852 | 13.9543 | 14.4478 | 10.3057 | 8.884 | 10.5029 | 13.6093 | 11.9448 | 15.6062 | 10.0779 | 8.8655 | 9.4569 | 8.9104 | 8.7975 | 8.5295 | 8.7127 | 9.0365 | 8.8357 | 9.1033 | 9.247 | 10.2876 | 9.0805 | 9.0591 | 9.1349 | 9.2377 | 8.9685 | 8.9335 | 8.5281 | 9.3608 | 8.5498 | 8.5803 | 13.3065 | 8.6636 | 8.7524 | 9.0362 | 8.6199 | 9.1427 | 9.134 | 8.7786 | 9.0471 | 8.9899 | 8.6427 | 8.8074 | 8.6098 | 9.487 | 9.2663 | 9.0655 | 9.0715 | 9.2987 | 8.9537 | 8.8071 | 8.8837 | 9.5925 | 8.974 | 8.9412 | 8.8646 | 8.6593 | 9.4706 | 9.5613 | 9.7917 | 8.9797 | 9.276 | 9.8377 | 18.3642 | 15.9963 | 16.8421 | 11.8889 | 9.0919 | 8.9348 | 8.8537 | 9.189 | 9.528 | 10.2244 | 8.8812 | 9.7081 | 8.8021 | 9.3076
INFLOW | zTO MEAD |  | 8.8751 | 8.7537 | 9.6097 | 7.3938 | 7.564 | 7.7665 | 9.129 | 9.129 | 8.5019 | 9.129 | 9.129 | 9.899 | 9.939 | 9.939 | 9.169 | 9.169 | 9.939 | 9.939 | 9.6607 | 11.3314 | 9.1729 | 14.7361 | 10.0591 | 10.6239 | 13.9189 | 9.4958 | 15.1601 | 9.9472 | 14.1467 | 18.6731 | 10.9454 | 9.4773 | 16.525 | 18.1013 | 13.9693 | 14.4628 | 10.3207 | 8.884 | 10.5317 | 13.6254 | 11.9599 | 15.6212 | 10.0929 | 8.8655 | 9.4569 | 8.9104 | 8.7975 | 8.5295 | 8.7127 | 9.0365 | 8.8357 | 9.1033 | 9.247 | 10.2876 | 9.0805 | 9.0591 | 9.1349 | 9.2377 | 8.9685 | 8.9335 | 8.5281 | 9.4569 | 8.5498 | 8.5803 | 13.3144 | 8.6636 | 8.7524 | 9.0362 | 8.6199 | 9.1427 | 9.134 | 8.7786 | 9.0471 | 8.9899 | 8.6427 | 8.8074 | 8.6098 | 9.487 | 9.2663 | 9.0655 | 9.0715 | 9.2987 | 8.9537 | 8.8071 | 8.8837 | 9.5925 | 8.974 | 8.9412 | 8.8646 | 8.6593 | 9.4706 | 9.5613 | 9.7917 | 8.9797 | 9.276 | 9.8377 | 18.3648 | 15.9963 | 16.8421 | 11.8889 | 9.0919 | 8.9348 | 8.8537 | 9.189 | 9.528 | 10.2244 | 8.8812 | 9.7081 | 8.8021 | 9.3076 | 11.8562
INFLOW | zTO MEAD |  | 8.7136 | 8.0897 | 7.3938 | 7.564 | 7.7665 | 9.3572 | 9.1041 | 7.899 | 9.129 | 9.129 | 9.899 | 9.899 | 9.939 | 8.7717 | 9.169 | 9.939 | 9.939 | 9.6607 | 11.681 | 9.1729 | 14.4893 | 10.0793 | 10.6449 | 13.9368 | 9.5137 | 15.0794 | 10.0193 | 14.0178 | 18.6794 | 10.9594 | 9.4773 | 16.5537 | 18.1174 | 13.9844 | 14.4778 | 10.3357 | 8.884 | 10.5605 | 13.6415 | 11.975 | 15.6362 | 10.1079 | 8.8655 | 9.4569 | 8.9104 | 8.7975 | 8.5295 | 8.7127 | 9.0365 | 8.8357 | 9.1033 | 9.247 | 10.2876 | 9.0805 | 9.0591 | 9.1349 | 9.2377 | 8.9685 | 8.9335 | 8.5281 | 9.561 | 8.5498 | 8.5803 | 13.323 | 8.6636 | 8.7524 | 9.0362 | 8.6199 | 9.1427 | 9.134 | 8.7786 | 9.0471 | 8.9899 | 8.6427 | 8.8074 | 8.6098 | 9.487 | 9.2663 | 9.0655 | 9.0715 | 9.2987 | 8.9537 | 8.8071 | 8.8837 | 9.5925 | 8.974 | 8.9412 | 8.8646 | 8.6593 | 9.4706 | 9.5613 | 9.7917 | 8.9797 | 9.276 | 9.8377 | 18.3655 | 15.9964 | 16.8421 | 11.8889 | 9.0919 | 8.9348 | 8.8537 | 9.189 | 9.528 | 10.2244 | 8.8812 | 9.7081 | 8.8021 | 9.3076 | 11.8562 | 11.153
INFLOW | zTO MEAD |  | 8.7997 | 7.3938 | 7.564 | 7.7665 | 9.129 | 9.6713 | 7.9182 | 9.129 | 9.129 | 9.899 | 9.899 | 9.899 | 9.169 | 9.169 | 9.939 | 9.939 | 9.6607 | 12.2018 | 8.0229 | 15.5732 | 10.1841 | 10.6936 | 13.9601 | 9.5318 | 14.8312 | 10.0141 | 14.103 | 18.697 | 10.9749 | 9.4773 | 16.5826 | 18.1335 | 13.9995 | 14.4928 | 10.3507 | 8.884 | 10.5893 | 13.6576 | 11.9901 | 15.6512 | 10.1229 | 8.8655 | 9.4569 | 8.9104 | 8.7975 | 8.5295 | 8.7127 | 9.0365 | 8.8357 | 9.1033 | 9.247 | 10.2876 | 9.0805 | 9.0591 | 9.1349 | 9.2377 | 8.9685 | 8.9335 | 8.5281 | 9.6779 | 8.5498 | 8.5803 | 13.3326 | 8.6636 | 8.7524 | 9.0362 | 8.6199 | 9.1427 | 9.134 | 8.7786 | 9.0471 | 8.9899 | 8.6427 | 8.8074 | 8.6098 | 9.487 | 9.2663 | 9.0655 | 9.0715 | 9.2987 | 8.9537 | 8.8071 | 8.8837 | 9.5925 | 8.974 | 8.9412 | 8.8646 | 8.6593 | 9.4706 | 9.5613 | 9.7917 | 8.9797 | 9.276 | 9.8377 | 18.3663 | 15.9964 | 16.8421 | 11.8889 | 9.0919 | 8.9348 | 8.8537 | 9.189 | 9.528 | 10.2244 | 8.8812 | 9.7081 | 8.8021 | 9.3076 | 11.8562 | 11.153 | 8.7137
INFLOW | zTO MEAD |  | 7.3537 | 7.564 | 7.7665 | 9.129 | 9.129 | 8.9296 | 9.899 | 9.129 | 9.899 | 9.899 | 9.899 | 9.129 | 9.169 | 9.939 | 9.939 | 9.6607 | 12.9681 | 8.0229 | 15.9646 | 9.9176 | 10.6883 | 14 | 9.5544 | 14.5689 | 9.7914 | 14.3983 | 18.7349 | 10.9917 | 9.4773 | 16.6115 | 18.1466 | 14.0146 | 14.5078 | 10.3657 | 8.884 | 10.6181 | 13.6737 | 12.0052 | 15.6662 | 10.1379 | 8.8655 | 9.4569 | 8.9104 | 8.7975 | 8.5295 | 8.7127 | 9.0365 | 8.8357 | 9.1033 | 9.247 | 10.2876 | 9.0805 | 9.0591 | 9.1349 | 9.2377 | 8.9685 | 8.9335 | 8.5281 | 9.8126 | 8.5498 | 8.5803 | 13.3436 | 8.6636 | 8.7524 | 9.0362 | 8.6199 | 9.1427 | 9.134 | 8.7786 | 9.0471 | 8.9899 | 8.6427 | 8.8074 | 8.6098 | 9.487 | 9.2663 | 9.0655 | 9.0715 | 9.2987 | 8.9537 | 8.8071 | 8.8837 | 9.5925 | 8.974 | 8.9412 | 8.8646 | 8.6593 | 9.4706 | 9.5613 | 9.7917 | 8.9797 | 9.276 | 9.8377 | 18.3671 | 15.9965 | 16.8421 | 11.8889 | 9.0919 | 8.9348 | 8.8537 | 9.189 | 9.528 | 10.2244 | 8.8812 | 9.7081 | 8.8021 | 9.3076 | 11.8562 | 11.153 | 8.7137 | 8.7997
INFLOW | zTO MEAD |  | 8.0039 | 8.2465 | 9.899 | 9.899 | 8.379 | 9.899 | 9.899 | 9.899 | 9.899 | 9.899 | 8.379 | 9.899 | 9.939 | 9.939 | 9.6607 | 14.4841 | 9.2529 | 15.2716 | 10.1744 | 10.4134 | 12.9754 | 10.148 | 14.8008 | 9.3924 | 14.8027 | 18.7818 | 11.0093 | 9.4773 | 16.6405 | 18.1627 | 14.0297 | 14.5228 | 10.3807 | 8.884 | 10.6469 | 13.6898 | 12.0203 | 15.6812 | 10.1529 | 8.8655 | 9.4569 | 8.9104 | 8.7975 | 8.5295 | 8.7127 | 9.0365 | 8.8357 | 9.1033 | 9.247 | 10.2876 | 9.0805 | 9.0591 | 9.1349 | 9.2377 | 8.9685 | 8.9335 | 8.5281 | 9.9524 | 8.5498 | 8.5803 | 13.355 | 8.6636 | 8.7524 | 9.0362 | 8.6199 | 9.1427 | 9.134 | 8.7786 | 9.0471 | 8.9899 | 8.6427 | 8.8074 | 8.6098 | 9.487 | 9.2663 | 9.0655 | 9.0715 | 9.2987 | 8.9537 | 8.8071 | 8.8837 | 9.5925 | 8.974 | 8.9412 | 8.8646 | 8.6593 | 9.4706 | 9.5613 | 9.7917 | 8.9797 | 9.276 | 9.8377 | 18.3681 | 15.9966 | 16.8421 | 11.8889 | 9.0919 | 8.9348 | 8.8537 | 9.189 | 9.528 | 10.2244 | 8.8812 | 9.7081 | 8.8021 | 9.3076 | 11.8562 | 11.153 | 8.7137 | 8.7997 | 8.5838
INFLOW | zTO MEAD |  | 8.2064 | 9.129 | 9.899 | 8.379 | 9.899 | 9.899 | 9.899 | 9.899 | 9.899 | 9.899 | 9.899 | 9.899 | 9.939 | 9.6607 | 15.5184 | 9.2529 | 15.2676 | 10.196 | 10.4155 | 12.3846 | 10.1305 | 15.2161 | 9.4402 | 14.8203 | 18.797 | 11.0243 | 9.4773 | 16.6693 | 18.1789 | 14.0448 | 14.5378 | 10.3957 | 8.884 | 10.6757 | 13.7059 | 12.0354 | 15.6962 | 10.1679 | 8.8655 | 9.4569 | 8.9104 | 8.7975 | 8.5295 | 8.7127 | 9.0365 | 8.8357 | 9.1033 | 9.247 | 10.2876 | 9.0805 | 9.0591 | 9.1349 | 9.2377 | 8.9685 | 8.9335 | 8.5281 | 10.1059 | 8.5498 | 8.5803 | 13.3675 | 8.6636 | 8.7524 | 9.0362 | 8.6199 | 9.1427 | 9.134 | 8.7786 | 9.0471 | 8.9899 | 8.6427 | 8.8074 | 8.6098 | 9.487 | 9.2663 | 9.0655 | 9.0715 | 9.2987 | 8.9537 | 8.8071 | 8.8837 | 9.5925 | 8.974 | 8.9412 | 8.8646 | 8.6593 | 9.4706 | 9.5613 | 9.7917 | 8.9797 | 9.276 | 9.8377 | 18.3675 | 15.9965 | 16.8421 | 11.8889 | 9.0919 | 8.9348 | 8.8537 | 9.189 | 9.528 | 10.2244 | 8.8812 | 9.7081 | 8.8021 | 9.3076 | 11.8562 | 11.153 | 8.7137 | 8.7997 | 8.5838 | 8.754
INFLOW | zTO MEAD |  | 9.0889 | 9.129 | 9.899 | 9.899 | 9.899 | 9.8292 | 9.899 | 9.899 | 9.899 | 9.899 | 9.899 | 9.899 | 10.6276 | 16.1705 | 9.2529 | 14.9678 | 10.1118 | 10.2269 | 12.5747 | 9.999 | 15.858 | 9.5033 | 14.8394 | 18.8123 | 11.0393 | 9.4773 | 16.6981 | 18.195 | 14.0599 | 14.5529 | 10.4107 | 8.884 | 10.7015 | 13.722 | 12.0504 | 15.7112 | 10.1829 | 8.8655 | 9.4569 | 8.9104 | 8.7975 | 8.5295 | 8.7127 | 9.0365 | 8.8357 | 9.1033 | 9.247 | 10.2876 | 9.0805 | 9.0591 | 9.1349 | 9.2377 | 8.9685 | 8.9335 | 8.5281 | 10.2715 | 8.5498 | 8.5803 | 13.381 | 8.6636 | 8.7524 | 9.0362 | 8.6199 | 9.1427 | 9.134 | 8.7786 | 9.0471 | 8.9899 | 8.6427 | 8.8074 | 8.6098 | 9.487 | 9.2663 | 9.0655 | 9.0715 | 9.2987 | 8.9537 | 8.8071 | 8.8837 | 9.5925 | 8.974 | 8.9412 | 8.8646 | 8.6593 | 9.4706 | 9.5613 | 9.7917 | 8.9797 | 9.276 | 9.8377 | 18.3685 | 15.9966 | 16.8421 | 11.8889 | 9.0919 | 8.9348 | 8.8537 | 9.189 | 9.528 | 10.2244 | 8.8812 | 9.7081 | 8.8021 | 9.3076 | 11.8562 | 11.153 | 8.7137 | 8.7997 | 8.5838 | 8.754 | 8.9565
INFLOW | zTO MEAD |  | 9.0889 | 8.379 | 9.899 | 9.899 | 9.899 | 9.899 | 9.899 | 9.899 | 9.899 | 9.899 | 9.899 | 9.4433 | 16.2303 | 9.2529 | 15.1126 | 10.123 | 10.2299 | 12.5794 | 10.1879 | 15.3779 | 9.4809 | 14.8512 | 18.827 | 11.0543 | 9.4773 | 16.7269 | 18.2111 | 14.075 | 14.5679 | 10.4257 | 8.884 | 10.7303 | 13.7381 | 12.0655 | 15.7262 | 10.1979 | 8.8655 | 9.4569 | 8.9104 | 8.7975 | 8.5295 | 8.7127 | 9.0365 | 8.8357 | 9.1033 | 9.247 | 10.2876 | 9.0805 | 9.0591 | 9.1349 | 9.2377 | 8.9685 | 8.9335 | 8.5281 | 10.4484 | 8.5498 | 8.5803 | 13.3927 | 8.6636 | 8.7524 | 9.0362 | 8.6199 | 9.1427 | 9.134 | 8.7786 | 9.0471 | 8.9899 | 8.6427 | 8.8074 | 8.6098 | 9.487 | 9.2663 | 9.0655 | 9.0715 | 9.2987 | 8.9537 | 8.8071 | 8.8837 | 9.5925 | 8.974 | 8.9412 | 8.8646 | 8.6593 | 9.4706 | 9.5613 | 9.7917 | 8.9797 | 9.276 | 9.8377 | 18.3695 | 15.9967 | 16.8421 | 11.8889 | 9.0919 | 8.9348 | 8.8537 | 9.189 | 9.528 | 10.2244 | 8.8812 | 9.7081 | 8.8021 | 9.3076 | 11.8562 | 11.153 | 8.7137 | 8.7997 | 8.5838 | 8.754 | 8.9565 | 9.089